## MG LIST
MERCHANDISE GROUPS - June 2025
NEW CATEGORY | NEW CAT. DESCRIPTION | NEW SUBCAT. | NEW SUBCAT. DESCRIPTION | MG | MG DESCRIPTION | CRITICALITY | EXTENDED DESCRIPTION (where available)
C010 | SUPPLY OF GAS/WATER/SEWERAGE/HEATING AND WATER/SEWAGE SYSTEMS | S010 | CATHODIC PROTECTION | FRPC0069 | B CATHODIC PROTECTION - POWER SUPPLIES | LOW
C010 | SUPPLY OF GAS/WATER/SEWERAGE/HEATING AND WATER/SEWAGE SYSTEMS | S010 | CATHODIC PROTECTION | FRPC0070 | B CATHODIC PROTECTION - DEVICES AND ACCESSORIES | LOW | Cathodic protection devices and accessories. The following types of products are included in the MG: anodes; protection caps and their adhesive mastic; dedicated electrical cables (including plates and/or connectors); power supplies; earth electrodes; protective sheaths; probes.
C010 | SUPPLY OF GAS/WATER/SEWERAGE/HEATING AND WATER/SEWAGE SYSTEMS | S010 | CATHODIC PROTECTION | FRPC0071 | B CATHODIC PROTECTION - CABINETS, BOXES | LOW | Cabinets and boxes for cathodic protection and accessories. The following types of product are included in the MG: terminal blocks; protection boxes and accessories; cabinets and accessories; locks; tubular supports.
C010 | SUPPLY OF GAS/WATER/SEWERAGE/HEATING AND WATER/SEWAGE SYSTEMS | S010 | CATHODIC PROTECTION | FRPC0072 | B CATHODIC PROTECTION - ELECTRODES AND VARIOUS MATERIALS - SUPP. AND INSTALLATION | LOW
C010 | SUPPLY OF GAS/WATER/SEWERAGE/DISTRICT HEATING AND WATER/PURIFICATION SYSTEMS | S020 | PRESSURE REDUCERS/VALVES, AND ACCESSORIES | FRVA0103 | B AUTOMATIC AND PILOTED VALVES | LOW | Automatic and piloted valves for water distribution. The following types of product are included in the MG: flow control valves; pressure control valves; water hammer safety valves.
C010 | SUPPLY OF GAS/WATER/SEWERAGE/DISTRICT HEATING AND WATER/PURIFICATION SYSTEMS | S020 | PRESSURE REDUCERS/VALVES, AND ACCESSORIES | FRVA0006 | B VALVE ACCESSORIES | LOW | Accessories for gas and water valves. The following types of product are included in the MG: handwheels, caps, manoeuvring rods/extensions; draft reducers; anti-expulsion caps.
C010 | SUPPLY OF GAS/WATER/SEWERAGE/DISTRICT HEATING AND WATER/PURIFICATION SYSTEMS | S020 | PRESSURE REDUCERS/VALVES, AND ACCESSORIES | FRVA0013 | B MANOEUVRING RODS FOR VALVES | LOW
C010 | SUPPLY OF GAS/WATER/SEWERAGE/DISTRICT HEATING AND WATER/PURIFICATION SYSTEMS | S020 | PRESSURE REDUCERS/VALVES, AND ACCESSORIES | FRVA0015 | B ACTUATORS, SERVOMOTORS AND VALVES | LOW | The following types of product are included in the MG: electric and pneumatic actuators; control valves and accessories (e.g. adapter kits; shutters; etc.); servomotors.
C010 | SUPPLY OF GAS/WATER/SEWERAGE/DISTRICT HEATING AND WATER/PURIFICATION SYSTEMS | S020 | PRESSURE REDUCERS/VALVES, AND ACCESSORIES | FRVA0031 | B SOLENOID VALVES | LOW | The following types of product are included in the MG: electrovalves; coils; solenoid valves.
C010 | SUPPLY OF GAS/WATER/SEWERAGE/DISTRICT HEATING AND WATER/PURIFICATION SYSTEMS | S020 | PRESSURE REDUCERS/VALVES, AND ACCESSORIES | FRVA0096 | B CAST IRON BUTTERFLY VALVES FOR WATER | LOW | Cast-iron butterfly valves for water distribution. The following types of product are included in the MG: Lug-type valves; Wafer-type valves; double eccentric valves.
C010 | SUPPLY OF GAS/WATER/SEWERAGE/DISTRICT HEATING AND WATER/PURIFICATION SYSTEMS | S020 | PRESSURE REDUCERS/VALVES, AND ACCESSORIES | FRVA0097 | B VALV. WITH FLOW STARTED FOR INTERCEPTION | LOW
C010 | SUPPLY OF GAS/WATER/SEWERAGE/DISTRICT HEATING AND WATER/PURIFICATION SYSTEMS | S020 | PRESSURE REDUCERS/VALVES, AND ACCESSORIES | FRVA0098 | B FLOAT VALVES | LOW | Float valves. The following types of product are included in the MG: threaded and flanged float valves with cast iron, brass and bronze bodies and accessories.
C010 | SUPPLY OF GAS/WATER/SEWERAGE/DISTRICT HEATING AND WATER/PURIFICATION SYSTEMS | S020 | PRESSURE REDUCERS/VALVES, AND ACCESSORIES | FRVA0099 | B CAST IRON GUILLOTINE VALVE | LOW
C010 | SUPPLY OF GAS/WATER/SEWERAGE/DISTRICT HEATING AND WATER/PURIFICATION SYSTEMS | S020 | PRESSURE REDUCERS/VALVES, AND ACCESSORIES | FRVA0100 | B STEEL GATE VALVE FOR WATER | LOW
C010 | SUPPLY OF GAS/WATER/SEWERAGE/DISTRICT HEATING AND WATER/PURIFICATION SYSTEMS | S020 | PRESSURE REDUCERS/VALVES, AND ACCESSORIES | FRVA0101 | B FLANGED LEVER-OPERATED BALL VALVES FOR WATER | LOW | Flanged lever-operated ball valves for water distribution and district heating. The following types of product are included in the MG: stainless steel valves; hot water valves; cast iron valves; brass valves.
C010 | SUPPLY OF GAS/WATER/SEWERAGE/DISTRICT HEATING AND WATER/PURIFICATION SYSTEMS | S020 | PRESSURE REDUCERS/VALVES, AND ACCESSORIES | FRVA0104 | B SPRING-LOADED SAFETY VALVE | LOW | Spring-loaded safety valves for water distribution. The following types of product are included in the MG: pressure relief valves; overflow or pressure relief valves.
C010 | SUPPLY OF GAS/WATER/SEWERAGE/DISTRICT HEATING AND WATER/PURIFICATION SYSTEMS | S020 | PRESSURE REDUCERS/VALVES, AND ACCESSORIES | FRVA0105 | B GLOBE VALVES | LOW
C010 | SUPPLY OF GAS/WATER/SEWERAGE/DISTRICT HEATING AND WATER/PURIFICATION SYSTEMS | S020 | PRESSURE REDUCERS/VALVES, AND ACCESSORIES | FRVA0106 | B CAST IRON GATE VALVES | LOW
C010 | SUPPLY OF GAS/WATER/SEWERAGE/DISTRICT HEATING AND WATER/PURIFICATION SYSTEMS | S020 | PRESSURE REDUCERS/VALVES, AND ACCESSORIES | FRVA0108 | B CHECK VALVES | LOW | Check valves for water distribution and district heating. The following types of product are included in the MG: cast iron/steel ogive valves; cast iron clapet valves; brass spring valves; and hot water flow valves.
C010 | SUPPLY OF GAS/WATER/SEWERAGE/DISTRICT HEATING AND WATER/PURIFICATION SYSTEMS | S020 | PRESSURE REDUCERS/VALVES, AND ACCESSORIES | FRVA0109 | B OVERFLOW VALVES | LOW | Overflow valves for water and gas distribution.
C010 | SUPPLY OF GAS/WATER/SEWERAGE/DISTRICT HEATING AND WATER/PURIFICATION SYSTEMS | S020 | PRESSURE REDUCERS/VALVES, AND ACCESSORIES | FRVA0110 | B VALVES FOR PRIMARY PLANT SYSTEMS | LOW
C010 | SUPPLY OF GAS/WATER/SEWERAGE/DISTRICT HEATING AND WATER/PURIFICATION SYSTEMS | S020 | PRESSURE REDUCERS/VALVES, AND ACCESSORIES | FRVA0111 | B “PIC” PNEUMATIC PINCH VALVES | LOW
C010 | SUPPLY OF GAS/WATER/SEWERAGE/DISTRICT HEATING AND WATER/PURIFICATION SYSTEMS | S020 | PRESSURE REDUCERS/VALVES, AND ACCESSORIES | FRVA0159 | B CAST IRON GATE VALVES AND ACCESSORIES | LOW | Cast iron gate valves and accessories for water and gas distribution. The following types of product are included in the MG: wedge/rubber wedge valves; metal wedge valves; threaded/welding valves; bypass valves; shut-off valves.
C010 | SUPPLY OF GAS/WATER/SEWERAGE/DISTRICT HEATING AND WATER/PURIFICATION SYSTEMS | S020 | PRESSURE REDUCERS/VALVES, AND ACCESSORIES | FRVA0160 | B STEEL FLANGED BUTTERFLY VALVE FOR WATER | LOW
C010 | SUPPLY OF GAS/WATER/SEWERAGE/DISTRICT HEATING AND WATER/PURIFICATION SYSTEMS | S020 | PRESSURE REDUCERS/VALVES, AND ACCESSORIES | FRVA0164 | B THREADED BRASS BALL VALVES FOR DRINKING WATER | LOW | Brass threaded ball valves for water distribution and district heating. The following types of product are included in the MG: full flow valves with lever/lever; reset keys; butterfly locking systems; valves with lever for hot water; safety valves; check valves.
C010 | SUPPLY OF GAS/WATER/SEWERAGE/DISTRICT HEATING AND WATER/PURIFICATION SYSTEMS | S020 | PRESSURE REDUCERS/VALVES, AND ACCESSORIES | FRVA0166 | B BRASS BALL VALVE FOR WATER INTAKE | LOW
C010 | SUPPLY OF GAS/WATER/SEWERAGE/DISTRICT HEATING AND WATER/PURIFICATION SYSTEMS | S020 | PRESSURE REDUCERS/VALVES, AND ACCESSORIES | FRVA0001 | B REGULATING AND BLOCKING VALVES OF PRIMARY PLANT SYSTEMS | LOW
C010 | SUPPLY OF GAS/WATER/SEWERAGE/DISTRICT HEATING AND WATER/PURIFICATION SYSTEMS | S020 | PRESSURE REDUCERS/VALVES, AND ACCESSORIES | FRVA0102 | B STEEL FLANGED BALL VALVE FOR GAS | LOW
C010 | SUPPLY OF GAS/WATER/SEWERAGE/DISTRICT HEATING AND WATER/PURIFICATION SYSTEMS | S020 | PRESSURE REDUCERS/VALVES, AND ACCESSORIES | FRVA0112 | B TEMPERATURE CONTROL VALVES | LOW | Temperature control valves and micrometric balancing valves for heating systems.
C010 | SUPPLY OF GAS/WATER/SEWERAGE/DISTRICT HEATING AND WATER/PURIFICATION SYSTEMS | S020 | PRESSURE REDUCERS/VALVES, AND ACCESSORIES | FRVA0161 | B STEEL FLANGED BUTTERFLY VALVES FOR GAS | LOW | Steel flanged butterfly valves for gas.
C010 | SUPPLY OF GAS/WATER/SEWERAGE/DISTRICT HEATING AND WATER/PURIFICATION SYSTEMS | S020 | PRESSURE REDUCERS/VALVES, AND ACCESSORIES | FRVA0162 | B WAFER -TYPE CAST IRON BUTTERFLY VALVES FOR GAS | LOW | Wafer-type cast iron butterfly valves for gas The following types of product are included in the MG: Lug-type valves.
C010 | SUPPLY OF GAS/WATER/SEWERAGE/DISTRICT HEATING AND WATER/PURIFICATION SYSTEMS | S020 | PRESSURE REDUCERS/VALVES, AND ACCESSORIES | FRVA0163 | B FLANGED/WELDED STEEL BALL VALVES FOR GAS | LOW | Flanged/welded steel ball valves for gas. The following types of product are included in the MG: underground valves with/without venting and with/without control rod.
C010 | SUPPLY OF GAS/WATER/SEWERAGE/DISTRICT HEATING AND WATER/PURIFICATION SYSTEMS | S020 | PRESSURE REDUCERS/VALVES, AND ACCESSORIES | FRVA0165 | B BRASS BALL VALVE FOR GAS METERS | AVERAGE
C010 | SUPPLY OF GAS/WATER/SEWERAGE/DISTRICT HEATING AND WATER/PURIFICATION SYSTEMS | S020 | PRESSURE REDUCERS/VALVES, AND ACCESSORIES | FRVA0167 | BRASS BALL VALVES AND ACCESSORIES FOR GAS | LOW | Brass ball valves and accessories for gas distribution. The following types of product are included in the MG: valves and brackets for gas meters; spanners and passe-partouts for valves; adapters for meters; valves with cap; valves with dielectric joint; valves with tulip cap; reset spanners.
C010 | SUPPLY OF GAS/WATER/SEWERAGE/DISTRICT HEATING AND WATER/PURIFICATION SYSTEMS | S020 | PRESSURE REDUCERS/VALVES, AND ACCESSORIES | FRRI0140 | B WATER PRESSURE REDUCERS | LOW | Water pressure reducers. The following types of product are included in the MG: brass threaded gearboxes; brass spring-loaded gearboxes; cast-iron flanged spring-loaded gearboxes.
C010 | SUPPLY OF GAS/WATER/SEWERAGE/DISTRICT HEATING AND WATER/PURIFICATION SYSTEMS | S030 | ACCESSORIES AND SPECIFIC PRODUCTS | FRPS0011 | B FIBREGLASS CABINETS AND BOXES | LOW | Street cabinets, columns, fibreglass boxes and accessories. The following types of products are included in the MG: street cabinets and accessories (elevation plinths, vents, locks, bottom plates, panels, anchor frames); boxes and accessories (locks, bottom plates, terminal blocks); street columns and accessories (locks, anchor frames, terminal blocks); ventilation grilles and doors for electrical substations.
C010 | SUPPLY OF GAS/WATER/SEWERAGE/DISTRICT HEATING AND WATER/PURIFICATION SYSTEMS | S030 | ACCESSORIES AND SPECIFIC PRODUCTS | FRPS0018 | B METAL SUBSTATIONS AND CABINETS | LOW
C010 | SUPPLY OF GAS/WATER/SEWERAGE/DISTRICT HEATING AND WATER/PURIFICATION SYSTEMS | S030 | ACCESSORIES AND SPECIFIC PRODUCTS | FRPS0019 | B FIBREGLASS/STAINLESS STEEL BOXES FOR METERS | LOW
C010 | SUPPLY OF GAS/WATER/SEWERAGE/DISTRICT HEATING AND WATER/PURIFICATION SYSTEMS | S030 | ACCESSORIES AND SPECIFIC PRODUCTS | FRPS0020 | B NETWORK and COMPONENT IDENTIFICATION DEVICES | LOW | Markers, devices and articles for identifying gas/water networks.
C010 | SUPPLY OF GAS/WATER/SEWERAGE/DISTRICT HEATING AND WATER/PURIFICATION SYSTEMS | S030 | ACCESSORIES AND SPECIFIC PRODUCTS | FRPS0030 | B PLASTIC/POLYETHYLENE PIPE SPACERS | LOW | Plastic or polyethylene spacer elements for pipes.
C010 | SUPPLY OF GAS/WATER/SEWERAGE/DISTRICT HEATING AND WATER/PURIFICATION SYSTEMS | S030 | ACCESSORIES AND SPECIFIC PRODUCTS | FRPS0035 | B WATER FILTERS | LOW | Drinking water filters. The following types of product are included in the MG: 'Y' filters; 'H' filters.
C010 | SUPPLY OF GAS/WATER/SEWERAGE/DISTRICT HEATING AND WATER/PURIFICATION SYSTEMS | S030 | ACCESSORIES AND SPECIFIC PRODUCTS | FRPS0043 | B RUBBER-PLASTIC-CELLULOSE-MINERAL FIBRE GASKETS | LOW | Gaskets made of plastics, cellulose or mineral fibres for water and gas distribution. The following types of product are included in the MG: aramid fibre gaskets; HNBR rubber gaskets; graphite gaskets; EPDM rubber gaskets; polyester gaskets; glass fibre cords; rubber o-rings; NBR plates; PTFE perforated discs.
C010 | SUPPLY OF GAS/WATER/SEWERAGE/DISTRICT HEATING AND WATER/PURIFICATION SYSTEMS | S030 | ACCESSORIES AND SPECIFIC PRODUCTS | FRPS0044 | B SPIRAL WOUND AND METAL GASKETS | LOW
C010 | SUPPLY OF GAS/WATER/SEWERAGE/DISTRICT HEATING AND WATER/PURIFICATION SYSTEMS | S030 | ACCESSORIES AND SPECIFIC PRODUCTS | FRPS0045 | B HYDRANTS AND ACCESSORIES | LOW | Above-ground, below-ground fire hydrants and spare parts/accessories.
C010 | SUPPLY OF GAS/WATER/SEWERAGE/DISTRICT HEATING AND WATER/PURIFICATION SYSTEMS | S030 | ACCESSORIES AND SPECIFIC PRODUCTS | FRPS0066 | B PISTON BALLS AND PLUGS, INCLUDING INFLATABLE PLUGS | LOW
C010 | SUPPLY OF GAS/WATER/SEWERAGE/DISTRICT HEATING AND WATER/PURIFICATION SYSTEMS | S030 | ACCESSORIES AND SPECIFIC PRODUCTS | FRPS0068 | B INSPECTION MANHOLES IN HD PE AND POLYURETHANE (WATER INTAKES) | LOW | HD PE and polyurethane manholes for housing water meters and accessories.
C010 | SUPPLY OF GAS/WATER/SEWERAGE/DISTRICT HEATING AND WATER/PURIFICATION SYSTEMS | S030 | ACCESSORIES AND SPECIFIC PRODUCTS | FRPS0077 | B PIPE SCRAPER/SQUEEZE/CUTTER/COUPLER/TIGHTENER/RE-ROUND | LOW
C010 | SUPPLY OF GAS/WATER/SEWERAGE/DISTRICT HEATING AND WATER/PURIFICATION SYSTEMS | S030 | ACCESSORIES AND SPECIFIC PRODUCTS | FRPS0129 | B WATER PACKAGING MACHINE - BAGS | AVERAGE
C010 | SUPPLY OF GAS/WATER/SEWERAGE/DISTRICT HEATING AND WATER/PURIFICATION SYSTEMS | S030 | ACCESSORIES AND SPECIFIC PRODUCTS | FRPS0170 | B EXPLOSIMETERS AND LEAK DETECTORS. | LOW
C010 | SUPPLY OF GAS/WATER/SEWERAGE/DISTRICT HEATING AND WATER/PURIFICATION SYSTEMS | S030 | ACCESSORIES AND SPECIFIC PRODUCTS | FRPS0008 | B WATER SOFTENERS | LOW
C010 | SUPPLY OF GAS/WATER/SEWERAGE/DISTRICT HEATING AND WATER/PURIFICATION SYSTEMS | S030 | ACCESSORIES AND SPECIFIC PRODUCTS | FRPS0016 | B LEAK DETECTOR CANISTERS | LOW
C010 | SUPPLY OF GAS/WATER/SEWERAGE/DISTRICT HEATING AND WATER/PURIFICATION SYSTEMS | S030 | ACCESSORIES AND SPECIFIC PRODUCTS | FRPS0033 | B GAS PIPE BREATHERS | LOW | Gas pipe breathers and accessories. The following types of products are included in the MG: assembled kits; vent hoses; flame arresters; pipe breathers; probe passage devices.
C010 | SUPPLY OF GAS/WATER/SEWERAGE/DISTRICT HEATING AND WATER/PURIFICATION SYSTEMS | S030 | ACCESSORIES AND SPECIFIC PRODUCTS | FRPS0037 | B WASTE WATER FILTERS | LOW
C010 | SUPPLY OF GAS/WATER/SEWERAGE/DISTRICT HEATING AND WATER/PURIFICATION SYSTEMS | S030 | ACCESSORIES AND SPECIFIC PRODUCTS | FRPS0083 | B AUTOMATIC VENTS | LOW | Automatic vents for drinking water and district heating pipes. The following types of product are included in the MG: automatic vents; automatic air vents; automatic air eliminators.
C010 | SUPPLY OF GAS/WATER/SEWERAGE/DISTRICT HEATING AND WATER/PURIFICATION SYSTEMS | S030 | ACCESSORIES AND SPECIFIC PRODUCTS | FRPS0090 | B GAS BUFFERS - EQUIPMENT AND SPARE PARTS | LOW | Equipment and spare parts for gas buffers. The following types of product are included in the MG: stainless steel or electro-weldable collars; outer caps; steel fittings; pistons and obturator flasks.
C010 | SUPPLY OF GAS/WATER/SEWERAGE/DISTRICT HEATING AND WATER/PURIFICATION SYSTEMS | S030 | ACCESSORIES AND SPECIFIC PRODUCTS | FRPS0130 | B GAS ODOURISATION SYSTEMS | LOW
C010 | SUPPLY OF GAS/WATER/SEWERAGE/DISTRICT HEATING AND WATER/PURIFICATION SYSTEMS | S030 | ACCESSORIES AND SPECIFIC PRODUCTS | FRPS0174 | B WATER TREATMENT PLANTS | LOW
C010 | SUPPLY OF GAS/WATER/SEWERAGE/DISTRICT HEATING AND WATER/PURIFICATION SYSTEMS | S030 | ACCESSORIES AND SPECIFIC PRODUCTS | FRRA0036 | B GAS PIPE IMPURITY FILTERS | LOW | Filters and cartridges for gas distribution. The following types of product are included in the MG: square and flat filters; and cartridges.
C010 | SUPPLY OF GAS/WATER/SEWERAGE/DISTRICT HEATING AND WATER/PURIFICATION SYSTEMS | S030 | ACCESSORIES AND SPECIFIC PRODUCTS | FCMI0056 | B SEALANTS AND SOLVENTS | LOW | The following types of product are included in the MG: sealants; fillers; adhesives; glues; threadlockers; foams and fillers.
C010 | SUPPLY OF GAS/WATER/SEWERAGE/DISTRICT HEATING AND WATER/PURIFICATION SYSTEMS | S040 | MEASURING INSTRUMENTS AND SPARE PARTS | FRSM0028 | B PROGRAMMABLE CONTROLLERS (PLC) | LOW | Programmable Controllers (PLCs) and spare parts/accessories. The following types of product are included in the MG: communication modules and power supplies; CPUs; Ethernet switches; boards and processors; display panels.
C010 | SUPPLY OF GAS/WATER/SEWERAGE/DISTRICT HEATING AND WATER/PURIFICATION SYSTEMS | S040 | MEASURING INSTRUMENTS AND SPARE PARTS | FRSM0051 | B LEVEL INDICATORS - LEVEL SWITCHES | LOW
C010 | SUPPLY OF GAS/WATER/SEWERAGE/DISTRICT HEATING AND WATER/PURIFICATION SYSTEMS | S040 | MEASURING INSTRUMENTS AND SPARE PARTS | FRSM0056 | B METERS OF DISSOLVED OXYGEN (OXYMETERS) | LOW
C010 | SUPPLY OF GAS/WATER/SEWERAGE/DISTRICT HEATING AND WATER/PURIFICATION SYSTEMS | S040 | MEASURING INSTRUMENTS AND SPARE PARTS | FRSM0057 | B OZONE METERS | LOW
C010 | SUPPLY OF GAS/WATER/SEWERAGE/DISTRICT HEATING AND WATER/PURIFICATION SYSTEMS | S040 | MEASURING INSTRUMENTS AND SPARE PARTS | FRSM0058 | B WATER FLOW METERS - FLOW SWITCHES | LOW | Water flow meters and flow switches.
C010 | SUPPLY OF GAS/WATER/SEWERAGE/DISTRICT HEATING AND WATER/PURIFICATION SYSTEMS | S040 | MEASURING INSTRUMENTS AND SPARE PARTS | FRSM0078 | B WATER PRESSURE RECORDERS/REGULATORS | LOW
C010 | SUPPLY OF GAS/WATER/SEWERAGE/DISTRICT HEATING AND WATER/PURIFICATION SYSTEMS | S040 | MEASURING INSTRUMENTS AND SPARE PARTS | FRSM0080 | B LEVEL REGULATORS | LOW
C010 | SUPPLY OF GAS/WATER/SEWERAGE/DISTRICT HEATING AND WATER/PURIFICATION SYSTEMS | S040 | MEASURING INSTRUMENTS AND SPARE PARTS | FRSM0081 | B WATER FLOW REGULATORS | LOW
C010 | SUPPLY OF GAS/WATER/SEWERAGE/DISTRICT HEATING AND WATER/PURIFICATION SYSTEMS | S040 | MEASURING INSTRUMENTS AND SPARE PARTS | FRSM0088 | B RECORDING TOOLS AND DIAGRAM PAPER | LOW
C010 | SUPPLY OF GAS/WATER/SEWERAGE/DISTRICT HEATING AND WATER/PURIFICATION SYSTEMS | S040 | MEASURING INSTRUMENTS AND SPARE PARTS | FRSM0089 | B TOPOGRAPHIC INSTRUMENTS | LOW
C010 | SUPPLY OF GAS/WATER/SEWERAGE/DISTRICT HEATING AND WATER/PURIFICATION SYSTEMS | S040 | MEASURING INSTRUMENTS AND SPARE PARTS | FRSM0143 | B MEASURING AND CONTROL INSTRUMENTS | LOW | Measuring and control instruments. The following types of products are included in the MG: pressure switches; pressure gauges; pressure and level transmitters; electrical fault detectors; flow meters; thermometers/temperature probes; thermostats; sensors; etc.
C010 | SUPPLY OF GAS/WATER/SEWERAGE/DISTRICT HEATING AND WATER/PURIFICATION SYSTEMS | S040 | MEASURING INSTRUMENTS AND SPARE PARTS | FRSM0029 | B GAS VOLUME CORRECTORS | LOW
C010 | SUPPLY OF GAS/WATER/SEWERAGE/DISTRICT HEATING AND WATER/PURIFICATION SYSTEMS | S040 | MEASURING INSTRUMENTS AND SPARE PARTS | FRSM0079 | B GAS PRESSURE RECORDERS/REGULATORS | LOW
C010 | SUPPLY OF GAS/WATER/SEWERAGE/DISTRICT HEATING AND WATER/PURIFICATION SYSTEMS | S040 | MEASURING INSTRUMENTS AND SPARE PARTS | FRSM0093 | B TRANSDUCERS | LOW
C010 | SUPPLY OF GAS/WATER/SEWERAGE/DISTRICT HEATING AND WATER/PURIFICATION SYSTEMS | S040 | MEASURING INSTRUMENTS AND SPARE PARTS | FRSM0175 | B METEOROLOGY/ATMOSPHERIC POLLUTION INSTRUMENTS | LOW
C010 | SUPPLY OF GAS/WATER/SEWERAGE/DISTRICT HEATING AND WATER/PURIFICATION SYSTEMS | S050 | WATER/GAS METERS/DH ACCESSORIES AND SPARE PARTS | FRCO0026 | B WATER/GAS/EE METER FAUCET BLOCK SEALS AND ACCESSORIES | LOW | Accessories for sealing meter operating devices. The following types of product are included in the MG: seals; spiral coils; blind/calibrated stainless steel lenses.
C010 | SUPPLY OF GAS/WATER/SEWERAGE/DISTRICT HEATING AND WATER/PURIFICATION SYSTEMS | S050 | WATER/GAS METERS/DH ACCESSORIES AND SPARE PARTS | FRSM0091 | B REMOTE METER READING | AVERAGE | Equipment for remote reading of electric/electronic meters. The following types of product are included in the MG: RF concentrators; RF modules; GSM/GPRS/LTE modems; routers; antennas; expansion units; interface for remote reading.
C010 | SUPPLY OF GAS/WATER/SEWERAGE/DISTRICT HEATING AND WATER/PURIFICATION SYSTEMS | S050 | WATER/GAS METERS/DH ACCESSORIES AND SPARE PARTS | FRCO0118 | B WATER METERS | HIGH | Drinking water meters. The following types of product are included in the MG: turbine meters (single/multiple jet); rotating piston volumetric meters; ultrasonic meters; Woltmann meters; pulse emitters.
C010 | SUPPLY OF GAS/WATER/SEWERAGE/DISTRICT HEATING AND WATER/PURIFICATION SYSTEMS | S050 | WATER/GAS METERS/DH ACCESSORIES AND SPARE PARTS | FRCO0120 | B GAS METERS | HIGH | Gas meters. The following types of product are included in the MG: membrane, rotoid, turbine, ultrasonic and thermo-mass meters; NexMeter components.
C010 | SUPPLY OF GAS/WATER/SEWERAGE/DISTRICT HEATING AND WATER/PURIFICATION SYSTEMS | S050 | WATER/GAS METERS/DH ACCESSORIES AND SPARE PARTS | FRCO0121 | B DISTRICT HEATING METERS | AVERAGE | Meters for measuring heating and cooling energy. The following types of product are included in the MG: ultrasonic meters.
C010 | SUPPLY OF GAS/WATER/SEWERAGE/DISTRICT HEATING AND WATER/PURIFICATION SYSTEMS | S050 | WATER/GAS METERS/DH ACCESSORIES AND SPARE PARTS | FRCO0171 | B ELECTRONIC HEAT METERS | AVERAGE
C010 | SUPPLY OF GAS/WATER/SEWERAGE/DISTRICT HEATING AND WATER/PURIFICATION SYSTEMS | S050 | WATER/GAS METERS/DH ACCESSORIES AND SPARE PARTS | FRRA0055 | B SHELF WITH TAP FOR GAS METER | LOW | Shelves with tap for gas meters. The following types of product are included in the MG: shelves with coupling for valve and sleeve with pressure intake for gas meters.
C010 | SUPPLY OF GAS/WATER/SEWERAGE/DISTRICT HEATING AND WATER/PURIFICATION SYSTEMS | S060 | FITTINGS/JOINTS/COLLARS/FLANGES AND HYDRAULIC ACCESSORIES | FRRA0021 | B GRIP COLLARS | LOW | Grip collars for water and gas distribution. The following types of product are included in the MG: cast-iron grip collars for steel/cast-iron/fibro-cement pipes; cast iron grip collars for PE/PVC pipes; related accessories.
C010 | SUPPLY OF GAS/WATER/SEWERAGE/DISTRICT HEATING AND WATER/PURIFICATION SYSTEMS | S060 | FITTINGS/JOINTS/COLLARS/FLANGES AND HYDRAULIC ACCESSORIES | FRRA0022 | B STAINLESS STEEL REPAIR COLLARS | LOW | Stainless steel repair collars with NBR/HNBR/EPDM rubber gasket for water and gas distribution. The following types of product are included in the MG: collars with 'lip' gasket; collars with 'flat/reticulated' gasket; permanent seal collars; fully banded collars; modular band joints.
C010 | SUPPLY OF GAS/WATER/SEWERAGE/DISTRICT HEATING AND WATER/PURIFICATION SYSTEMS | S060 | FITTINGS/JOINTS/COLLARS/FLANGES AND HYDRAULIC ACCESSORIES | FRRA0023 | B METER MANIFOLDS/BATTERIES | LOW | Meter Manifolds and batteries for water and gas distribution. The following types of product are included in the MG: modular batteries; canisters; single-wire collectors (comb, 'T’ shaped); two-wire collectors (cross).
C010 | SUPPLY OF GAS/WATER/SEWERAGE/DISTRICT HEATING AND WATER/PURIFICATION SYSTEMS | S060 | FITTINGS/JOINTS/COLLARS/FLANGES AND HYDRAULIC ACCESSORIES | FRRA0024 | B RUBBER/FABRIC EXPANSION JOINTS AND COMPENSATORS | LOW | The following types of product are included in the MG: rectangular/circular textile joints; rubber joints; rubber and fabric expansion compensators; energy absorbing supports.
C010 | SUPPLY OF GAS/WATER/SEWERAGE/DISTRICT HEATING AND WATER/PURIFICATION SYSTEMS | S060 | FITTINGS/JOINTS/COLLARS/FLANGES AND HYDRAULIC ACCESSORIES | FRRA0025 | B STEEL EXPANSION COMPENSATORS | LOW | Steel expansion compensators for water and gas distribution. The following types of product are included in the MG: compensators with weld ends; compensators with swivel flanges; extendible and flexible compensators; flanged elastic joints.
C010 | SUPPLY OF GAS/WATER/SEWERAGE/DISTRICT HEATING AND WATER/PURIFICATION SYSTEMS | S060 | FITTINGS/JOINTS/COLLARS/FLANGES AND HYDRAULIC ACCESSORIES | FRRA0034 | B HEAT SHRINK AND COLD SHRINKABLE SLEEVES AND WRAPS | LOW | Materials for protection and sealing by hot and cold application. The following types of product are included in the MG: heat shrink sleeves/wraps; heat shrink tapes and bands; cold applied tapes and bands.
C010 | SUPPLY OF GAS/WATER/SEWERAGE/DISTRICT HEATING AND WATER/PURIFICATION SYSTEMS | S060 | FITTINGS/JOINTS/COLLARS/FLANGES AND HYDRAULIC ACCESSORIES | FRRA0038 | B STEEL FLANGES | LOW | Steel flanges. The following types of product are included in the MG: UNI 1092 steel flanges; DIMA 1882 flanges.
C010 | SUPPLY OF GAS/WATER/SEWERAGE/DISTRICT HEATING AND WATER/PURIFICATION SYSTEMS | S060 | FITTINGS/JOINTS/COLLARS/FLANGES AND HYDRAULIC ACCESSORIES | FRRA0067 | B SPECIAL PIECES IN STEEL | LOW | Special pieces in steel. The following types of product are included in the MG: special welded and threaded pieces; shelves for meters.
C010 | SUPPLY OF GAS/WATER/SEWERAGE/DISTRICT HEATING AND WATER/PURIFICATION SYSTEMS | S060 | FITTINGS/JOINTS/COLLARS/FLANGES AND HYDRAULIC ACCESSORIES | FRRA0074 | B PVC FITTINGS | LOW | PVC fittings. The following types of product are included in the MG: sleeves; bends/ elbows; ball, check and pneumatic valves.
C010 | SUPPLY OF GAS/WATER/SEWERAGE/DISTRICT HEATING AND WATER/PURIFICATION SYSTEMS | S060 | FITTINGS/JOINTS/COLLARS/FLANGES AND HYDRAULIC ACCESSORIES | FRRA0075 | B FITTINGS AND PIECES IN CAST IRON | LOW
C010 | SUPPLY OF GAS/WATER/SEWERAGE/DISTRICT HEATING AND WATER/PURIFICATION SYSTEMS | S060 | FITTINGS/JOINTS/COLLARS/FLANGES AND HYDRAULIC ACCESSORIES | FRRA0076 | B BRASS FITTINGS | LOW | Brass or bronze fittings for water and gas distribution, and district heating. The following types of product are included in the MG: threaded fittings (e.g. nipples; elbows; unions; reducers; etc.); repair fittings for steel pipes; pipes to be threaded; insulating (dielectric) unions; brass compression fittings for polyethylene pipes; brass compression fittings for multilayer polyethylene pipes.
C010 | SUPPLY OF GAS/WATER/SEWERAGE/DISTRICT HEATING AND WATER/PURIFICATION SYSTEMS | S060 | FITTINGS/JOINTS/COLLARS/FLANGES AND HYDRAULIC ACCESSORIES | FRRA0122 | B STEEL FITTINGS | LOW | Steel fittings for water and gas distribution. The following types of products are included in the MG: bends; bottoms; sleeves; reductions; Ti; plugs; extensions; adapters; 'T' nozzles.
C010 | SUPPLY OF GAS/WATER/SEWERAGE/DISTRICT HEATING AND WATER/PURIFICATION SYSTEMS | S060 | FITTINGS/JOINTS/COLLARS/FLANGES AND HYDRAULIC ACCESSORIES | FRRA0123 | B DIELECTRIC JOINTS | LOW | The following types of products are included in the MG: monoblock dielectric joints.
C010 | SUPPLY OF GAS/WATER/SEWERAGE/DISTRICT HEATING AND WATER/PURIFICATION SYSTEMS | S060 | FITTINGS/JOINTS/COLLARS/FLANGES AND HYDRAULIC ACCESSORIES | FRRA0124 | B UNIVERSAL JOINTS | LOW | Universal joints and accessories for water and gas distribution. The following types of product are included in the MG: adaptable joints; flanged joints; two-piece moulded joints; bushings; disassembly joints.
C010 | SUPPLY OF GAS/WATER/SEWERAGE/DISTRICT HEATING AND WATER/PURIFICATION SYSTEMS | S060 | FITTINGS/JOINTS/COLLARS/FLANGES AND HYDRAULIC ACCESSORIES | FRRA0132 | B GALVANISED MALLEABLE CAST IRON FITTINGS | LOW | Galvanised malleable cast iron fittings for water and gas distribution. The following types of products are included in the MG: threaded fittings (e.g. nipples; elbows; unions; reductions; etc.); compression fittings.
C010 | SUPPLY OF GAS/WATER/SEWERAGE/DISTRICT HEATING AND WATER/PURIFICATION SYSTEMS | S060 | FITTINGS/JOINTS/COLLARS/FLANGES AND HYDRAULIC ACCESSORIES | FRRA0133 | B PE WELDABLE OR PLASTIC COMPRESSION FITTINGS | LOW | PE sealable or plastic compression fittings and accessories. The following types of product are included in the MG: PE weldable fittings; PE electrofusion fittings; plastic compression fittings; operating rods and dedicated accessories; gas ball valves.
C010 | SUPPLY OF GAS/WATER/SEWERAGE/DISTRICT HEATING AND WATER/PURIFICATION SYSTEMS | S060 | FITTINGS/JOINTS/COLLARS/FLANGES AND HYDRAULIC ACCESSORIES | FRRA0134 | B BRASS FITTINGS FOR POLYETHYLENE | LOW
C010 | SUPPLY OF GAS/WATER/SEWERAGE/DISTRICT HEATING AND WATER/PURIFICATION SYSTEMS | S060 | FITTINGS/JOINTS/COLLARS/FLANGES AND HYDRAULIC ACCESSORIES | FRRA0135 | B CAST IRON ANTI-SLIP FITTINGS FOR PE/PVC PIPES | LOW | Fittings and cast iron parts for PE/PVC pipes for water distribution. The following types of product are included in the MG: quick-connect couplings; anti-slip couplings (e.g. tulips; sleeves; bends).
C010 | SUPPLY OF GAS/WATER/SEWERAGE/DISTRICT HEATING AND WATER/PURIFICATION SYSTEMS | S060 | FITTINGS/JOINTS/COLLARS/FLANGES AND HYDRAULIC ACCESSORIES | FRRA0138 | B SPHEROIDAL CAST IRON FITTINGS FOR WATER | LOW | Spheroidal cast iron fittings and seals. The following types of product are included in the MG: flange and/or socket fittings according to UNI EN 545 (e.g. bout; tulip; bends; ti/tee; reductions; sleeves; etc.); spools; gaskets.
C010 | SUPPLY OF GAS/WATER/SEWERAGE/DISTRICT HEATING AND WATER/PURIFICATION SYSTEMS | S060 | FITTINGS/JOINTS/COLLARS/FLANGES AND HYDRAULIC ACCESSORIES | FRRA0139 | B PE/STEELTRANSITION JOINTS/FITTINGS | LOW | Joining devices for water and gas pipes. The following types of product are included in the MG: polyethylene/steel transition joints/sleeves.
C010 | SUPPLY OF GAS/WATER/SEWERAGE/DISTRICT HEATING AND WATER/PURIFICATION SYSTEMS | S060 | FITTINGS/JOINTS/COLLARS/FLANGES AND HYDRAULIC ACCESSORIES | FRRA0137 | B FLEXIBLE FITTINGS FOR GAS METERS | LOW | Flexible/extensible stainless steel fittings for gas meters.
C010 | SUPPLY OF GAS/WATER/SEWERAGE/DISTRICT HEATING AND WATER/PURIFICATION SYSTEMS | S060 | FITTINGS/JOINTS/COLLARS/FLANGES AND HYDRAULIC ACCESSORIES | FRTU0039 | B HYDRAULIC ITEMS (SMALL PARTS AND SPARES) | LOW | Hydraulic items, small parts and spares. The following types of product are included in the MG: fittings; copper pipes and accessories; diaphragm tanks; taps and hose connectors; brass threaded gate valves; hemp for threading.
C010 | SUPPLY OF GAS/WATER/SEWERAGE/DISTRICT HEATING AND WATER/PURIFICATION SYSTEMS | S070 | PIPES | FRTU0146 | B PAINTED, UNPAINTED OR GALVANISED STEEL PIPES FOR GAS AND WATER | LOW | Painted, unpainted or galvanised steel pipes for water and gas distribution. The following types of product are included in the MG: threaded galvanised pipe; PE-coated pipe; unpainted/painted pipe with or without welding.
C010 | SUPPLY OF GAS/WATER/SEWERAGE/DISTRICT HEATING AND WATER/PURIFICATION SYSTEMS | S070 | PIPES | FRTU0147 | B STAINLESS STEEL GAS AND DRINKING WATER PIPE | LOW | Stainless steel pipes for drinking water and gas distribution.
C010 | SUPPLY OF GAS/WATER/SEWERAGE/DISTRICT HEATING AND WATER/PURIFICATION SYSTEMS | S070 | PIPES | FRTU0148 | B COATED STEEL PIPE FOR WATER AND/OR GAS | LOW | Polyethylene-coated steel pipes for water and gas distribution.
C010 | SUPPLY OF GAS/WATER/SEWERAGE/DISTRICT HEATING AND WATER/PURIFICATION SYSTEMS | S070 | PIPES | FRTU0150 | B GALVANISED STEEL PIPE | LOW
C010 | SUPPLY OF GAS/WATER/SEWERAGE/DISTRICT HEATING AND WATER/PURIFICATION SYSTEMS | S070 | PIPES | FRTU0151 | B SPHEROIDAL CAST IRON PIPE | LOW | Spheroidal cast iron pipes for water distribution and sewerage.
C010 | SUPPLY OF GAS/WATER/SEWERAGE/DISTRICT HEATING AND WATER/PURIFICATION SYSTEMS | S070 | PIPES | FRTU0156 | B POLYETHYLENE PIPE FOR WATER AND/OR GAS | LOW | RC (resistant to crack) polyethylene pipes for water and gas distribution.
C010 | SUPPLY OF GAS/WATER/SEWERAGE/DISTRICT HEATING AND WATER/PURIFICATION SYSTEMS | S070 | PIPES | FRTU0157 | B MULTILAYER POLYETHYLENE PIPE | LOW | Multilayer pipes made of non-cross-linked polyethylene (inner layer), aluminium (middle layer), polypropylene/polyolefins (outer layer) for water distribution.
C010 | SUPPLY OF GAS/WATER/SEWERAGE/DISTRICT HEATING AND WATER/PURIFICATION SYSTEMS | S070 | PIPES | FRTU0158 | B PVC PIPE FOR WATER MAINS | LOW | PVC pipes for water mains.
C010 | SUPPLY OF GAS/WATER/SEWERAGE/DISTRICT HEATING AND WATER/PURIFICATION SYSTEMS | S070 | PIPES | FRTU1000 | B ONLY FOR PUBLIC QUALIFICATION SYSTEM: POLYETHYLENE PIPE | LOW
C010 | SUPPLY OF GAS/WATER/SEWERAGE/DISTRICT HEATING AND WATER/PURIFICATION SYSTEMS | S070 | PIPES | FRTU1001 | B ONLY FOR SQ: PIPES AND FITTINGS | LOW
C010 | SUPPLY OF GAS/WATER/SEWERAGE/DISTRICT HEATING AND WATER/PURIFICATION SYSTEMS | S070 | PIPES | FRTU0149 | B COATED STEEL PIPE FOR GAS | LOW
C010 | SUPPLY OF GAS/WATER/SEWERAGE/DISTRICT HEATING AND WATER/PURIFICATION SYSTEMS | S070 | PIPES | FRTU0154 | B HDPE PIPE FOR SEWAGE | LOW
C010 | SUPPLY OF GAS/WATER/SEWERAGE/DISTRICT HEATING AND WATER/PURIFICATION SYSTEMS | S070 | PIPES | FRTU0155 | B PVC PIPE FOR SEWAGE | LOW | PVC pipes for sewage.
C010 | SUPPLY OF GAS/WATER/SEWERAGE/DISTRICT HEATING AND WATER/PURIFICATION SYSTEMS | S080 | PUMPS/COMPRESSORS AND FANS | FMPO0044 | B DRAINAGE AND SELF-PRIMING PUMPS | LOW
C010 | SUPPLY OF GAS/WATER/SEWERAGE/DISTRICT HEATING AND WATER/PURIFICATION SYSTEMS | S080 | PUMPS/COMPRESSORS AND FANS | FMPO0045 | B SINGLE SCREW PUMPS | LOW | Spare parts, components and accessories for single screw pumps.
C010 | SUPPLY OF GAS/WATER/SEWERAGE/DISTRICT HEATING AND WATER/PURIFICATION SYSTEMS | S080 | PUMPS/COMPRESSORS AND FANS | FMPO0046 | B SLUDGE PUMPS | LOW | Spare parts, components and accessories for sludge pumps.
C010 | SUPPLY OF GAS/WATER/SEWERAGE/DISTRICT HEATING AND WATER/PURIFICATION SYSTEMS | S080 | PUMPS/COMPRESSORS AND FANS | FMPO0047 | B VACUUM AND ROTARY PUMPS | LOW
C010 | SUPPLY OF GAS/WATER/SEWERAGE/DISTRICT HEATING AND WATER/PURIFICATION SYSTEMS | S080 | PUMPS/COMPRESSORS AND FANS | FMPO0048 | B PERISTALTIC PUMPS | LOW
C010 | SUPPLY OF GAS/WATER/SEWERAGE/DISTRICT HEATING AND WATER/PURIFICATION SYSTEMS | S080 | PUMPS/COMPRESSORS AND FANS | FMPO0081 | B CENTRIFUGAL PUMPS | LOW | Spare parts, components and accessories for centrifugal pumps.
C010 | SUPPLY OF GAS/WATER/SEWERAGE/DISTRICT HEATING AND WATER/PURIFICATION SYSTEMS | S080 | PUMPS/COMPRESSORS AND FANS | FMPO0083 | B DOSING AND TRANSFER PUMPS FOR REAGENTS | LOW | Spare parts, components and accessories for reagent dosing and transfer pumps.
C010 | SUPPLY OF GAS/WATER/SEWERAGE/DISTRICT HEATING AND WATER/PURIFICATION SYSTEMS | S080 | PUMPS/COMPRESSORS AND FANS | FMPO0084 | B SUBMERSIBLE PUMPS | LOW | Spare parts, components and accessories for submersible pumps.
C010 | SUPPLY OF GAS/WATER/SEWERAGE/DISTRICT HEATING AND WATER/PURIFICATION SYSTEMS | S080 | PUMPS/COMPRESSORS AND FANS | FMPO0041 | B MOTOR PUMPS | LOW
C010 | SUPPLY OF GAS/WATER/SEWERAGE/DISTRICT HEATING AND WATER/PURIFICATION SYSTEMS | S080 | PUMPS/COMPRESSORS AND FANS | FMPO0066 | B FANS AND AIR EXTRACTORS | LOW | The following types of product are included in the MG: fans; air extractors, and their accessories; components and spare parts.
C010 | SUPPLY OF GAS/WATER/SEWERAGE/DISTRICT HEATING AND WATER/PURIFICATION SYSTEMS | S080 | PUMPS/COMPRESSORS AND FANS | FMPO0067 | B COMPRESSORS | LOW
C010 | SUPPLY OF GAS/WATER/SEWERAGE/DISTRICT HEATING AND WATER/PURIFICATION SYSTEMS | S090 | SPECIFIC SUPPLIES FOR DH NETWORKS | FRTR0059 | B COGENERATION MODULES - PURCHASE | LOW
C010 | SUPPLY OF GAS/WATER/SEWERAGE/DISTRICT HEATING AND WATER/PURIFICATION SYSTEMS | S090 | SPECIFIC SUPPLIES FOR DH NETWORKS | FRTR0084 | B THERMAL EXCHANGE SYSTEMS FOR DH (PACKAGE) | LOW
C010 | SUPPLY OF GAS/WATER/SEWERAGE/DISTRICT HEATING AND WATER/PURIFICATION SYSTEMS | S090 | SPECIFIC SUPPLIES FOR DH NETWORKS | FRTR0144 | B PIPES, FITTINGS, VALVES AND ACCESSORY MATERIAL FOR DH NETWORKS | LOW | Pipes, fittings, valves and accessory material for district heating. The following types of product are included in the MG: steel pipes and accessories; steel fittings (e.g. bends; ti/tees; reductions; etc.); muffle kits; joints; ball valves; accessories for Nordic system.
C010 | SUPPLY OF GAS/WATER/SEWERAGE/DISTRICT HEATING AND WATER/PURIFICATION SYSTEMS | S100 | TANKS AND RELATED ACCESSORIES | FMSE0057 | B STEEL TANKS | LOW | Steel tanks for heating systems.
C010 | SUPPLY OF GAS/WATER/SEWERAGE/DISTRICT HEATING AND WATER/PURIFICATION SYSTEMS | S100 | TANKS AND RELATED ACCESSORIES | FMSE0058 | B POLYETHYLENE - PVC TANKS | LOW
C010 | SUPPLY OF GAS/WATER/SEWERAGE/DISTRICT HEATING AND WATER/PURIFICATION SYSTEMS | S100 | TANKS AND RELATED ACCESSORIES | FMSE0059 | B FIBREGLASS TANKS | LOW
C010 | SUPPLY OF GAS/WATER/SEWERAGE/DISTRICT HEATING AND WATER/PURIFICATION SYSTEMS | S110 | COMPRESSED AIR/HYDRAULIC AND PNEUMATIC SYSTEMS | FMOL0026 | B COMPRESSED AIR SYSTEMS | LOW | Spare parts, components and accessories for compressed air systems. The following types of product are included in the MG.: valves; fittings; filters; unloaders.
C010 | SUPPLY OF GAS/WATER/SEWERAGE/DISTRICT HEATING AND WATER/PURIFICATION SYSTEMS | S110 | COMPRESSED AIR/HYDRAULIC AND PNEUMATIC SYSTEMS | FMOL0032 | B AIR TREATMENT PLANTS | LOW
C010 | SUPPLY OF GAS/WATER/SEWERAGE/DISTRICT HEATING AND WATER/PURIFICATION SYSTEMS | S110 | COMPRESSED AIR/HYDRAULIC AND PNEUMATIC SYSTEMS | FMOL0033 | B HYDRAULIC SYSTEMS | LOW | Spare parts, components and accessories for hydraulic systems.
C010 | SUPPLY OF GAS/WATER/SEWERAGE/DISTRICT HEATING AND WATER/PURIFICATION SYSTEMS | S110 | COMPRESSED AIR/HYDRAULIC AND PNEUMATIC SYSTEMS | FMOL0034 | B PNEUMATIC SYSTEMS | LOW | Spare parts, components and accessories for compressed air systems. The following types of product are included in MG: fittings; spiral hoses; valves; gaskets; compressors and related accessories.
C010 | SUPPLY OF GAS/WATER/SEWERAGE/DISTRICT HEATING AND WATER/PURIFICATION SYSTEMS | S120 | SPECIALIST WATER CYCLE PLANT SUPPLIES | FCAS0027 | B CHEMICAL PRODUCTION AND DOSING PLANT | LOW
C010 | SUPPLY OF GAS/WATER/SEWERAGE/DISTRICT HEATING AND WATER/PURIFICATION SYSTEMS | S120 | SPECIALIST WATER CYCLE PLANT SUPPLIES | FMIA0005 | B MUD THICKENERS - PLANT SYSTEMS | LOW
C010 | SUPPLY OF GAS/WATER/SEWERAGE/DISTRICT HEATING AND WATER/PURIFICATION SYSTEMS | S120 | SPECIALIST WATER CYCLE PLANT SUPPLIES | FMIA0006 | B DEPURATION PLANT SUBMERSIBLE AERATORS | LOW
C010 | SUPPLY OF GAS/WATER/SEWERAGE/DISTRICT HEATING AND WATER/PURIFICATION SYSTEMS | S120 | SPECIALIST WATER CYCLE PLANT SUPPLIES | FMIA0024 | B SEWAGE TREATMENT PLANT: SEPARATION EQUIPMENT (LIQUID/SOLIDS) | LOW | Spare parts, components and accessories for separation equipment (liquids/solids) of sewage treatment plants.
C010 | SUPPLY OF GAS/WATER/SEWERAGE/DISTRICT HEATING AND WATER/PURIFICATION SYSTEMS | S120 | SPECIALIST WATER CYCLE PLANT SUPPLIES | FMIA0025 | B PREFABRICATED SEWAGE TREATMENT PLANTS | LOW
C010 | SUPPLY OF GAS/WATER/SEWERAGE/DISTRICT HEATING AND WATER/PURIFICATION SYSTEMS | S120 | SPECIALIST WATER CYCLE PLANT SUPPLIES | FMIA0040 | B MIXERS | LOW
C020 | ELECTRICAL NETWORK SUPPLIES | S130 | ELECTRICAL MATERIALS AND ACCESSORIES | FRFE0002 | B LV ELECTRIC SWITCHES | LOW | Low Voltage circuit breakers and accessories. The following types of product are included in the MG: modular and moulded case circuit breakers; residual current circuit breakers; control circuit breakers.
C020 | ELECTRICAL NETWORK SUPPLIES | S130 | ELECTRICAL MATERIALS AND ACCESSORIES | FRFE0004 | B MV ELECTRIC CABLES | LOW | Rigid copper or aluminium electrical cables for Medium Voltage power lines. The following types of product are included in the MG: single core cables with sheathing; multi-core cables with visible helix.
C020 | ELECTRICAL NETWORK SUPPLIES | S130 | ELECTRICAL MATERIALS AND ACCESSORIES | FRFE0005 | B JOINTS AND TERMINALS FOR MV/HV CABLES | LOW | Joints and terminals for Medium and High voltage cables. The following types of product are included in the MG: single-pole joints; three-pole joints; indoor/outdoor terminals; internal/external cone disconnectable terminals; accessories.
C020 | ELECTRICAL NETWORK SUPPLIES | S130 | ELECTRICAL MATERIALS AND ACCESSORIES | FRFE0007 | B ACCUMULATORS FOR INSTRUMENTS | LOW | Accumulators for auxiliary services of Low and Medium voltage public power distribution systems and accessories. The following types of product are included in the MG: hermetic accumulators; galvanised steel frames for support; steel cabinets for storing accumulators.
C020 | ELECTRICAL NETWORK SUPPLIES | S130 | ELECTRICAL MATERIALS AND ACCESSORIES | FRFE0009 | B ELECTRONIC DEVICES AND EQUIPMENT (NO MEASURING AND CONTROL INSTRUMENTS) | LOW
C020 | ELECTRICAL NETWORK SUPPLIES | S130 | ELECTRICAL MATERIALS AND ACCESSORIES | FRFE0017 | B CROWNING/LOCKING DEVICES (MANHOLES) | LOW | Locking devices, manhole covers, rainwater collection channels and accessories. The following types of products are included in the MG: cast-iron or synthetic locking devices for manholes; round, square or rectangular covers with opening also in several parts (e.g. segmented) and relative accessories; cast-iron manhole covers for underground manoeuvring valves and accessories; cast-iron rainwater collection channels; manoeuvring devices (e.g. keys; hooks; etc.).
C020 | ELECTRICAL NETWORK SUPPLIES | S130 | ELECTRICAL MATERIALS AND ACCESSORIES | FRFE0032 | B ELECTRICAL POWER - PREFABRICATED SUBSTATIONS | LOW
C020 | ELECTRICAL NETWORK SUPPLIES | S130 | ELECTRICAL MATERIALS AND ACCESSORIES | FRFE0049 | B PHOTOVOLTAIC SYSTEMS AND PANELS - PURCHASE AND SPARE PARTS | AVERAGE
C020 | ELECTRICAL NETWORK SUPPLIES | S130 | ELECTRICAL MATERIALS AND ACCESSORIES | FRFE0053 | B ELECTRICAL MATERIAL | LOW | Materials for electrical installation. The following types of products are included in the MG: fuses and accessories; plastic and steel cable trunking systems; sockets and plugs; LV joints and connectors; LV terminals and lugs; cable ties; heat-shrinkable items for electrical use; insulating tapes; ceiling and lamp holders; copper wires and cables; earth electrodes; batteries; power supplies; capacitors; relays.
C020 | ELECTRICAL NETWORK SUPPLIES | S130 | ELECTRICAL MATERIALS AND ACCESSORIES | FRFE0061 | B ELECTRIC MOTORS - PURCHASE AND SPARE PARTS | LOW
C020 | ELECTRICAL NETWORK SUPPLIES | S130 | ELECTRICAL MATERIALS AND ACCESSORIES | FRFE0085 | B VOLTAGE STABILISERS AND REGULATORS | LOW
C020 | ELECTRICAL NETWORK SUPPLIES | S130 | ELECTRICAL MATERIALS AND ACCESSORIES | FRFE0113 | B MV AND HV CIRCUIT BREAKERS | LOW | Medium and High Voltage circuit breakers and accessories.
C020 | ELECTRICAL NETWORK SUPPLIES | S130 | ELECTRICAL MATERIALS AND ACCESSORIES | FRFE0114 | B LV-MV-HV SWITCHGEARS AND CONTROL PANELS | LOW | Low, Medium and High Voltage Switchgears and Control Panels and Accessories. The following types of product are included in the MG: LV and MV switchgears and control panels; compartments and panels.
C020 | ELECTRICAL NETWORK SUPPLIES | S130 | ELECTRICAL MATERIALS AND ACCESSORIES | FRFE0116 | B LV ELECTRIC CABLES | LOW | Electric cables in flexible copper, rigid copper, rigid aluminium for low voltage power lines up to 1 kV. The following types of product are included in the MG: single core cables with or without sheathing; multi-core cables with sheathing; multi-core cables with visible helix.
C020 | ELECTRICAL NETWORK SUPPLIES | S130 | ELECTRICAL MATERIALS AND ACCESSORIES | FRFE0118 | B HV/MV/LV POWER TRANSFORMERS | LOW | Low, Medium and High Voltage Power Transformers.
C020 | ELECTRICAL NETWORK SUPPLIES | S130 | ELECTRICAL MATERIALS AND ACCESSORIES | FRFE0119 | B MEASUREMENT TRANSFORMERS | LOW | Low and Medium Voltage measurement transformers and accessories. The following types of product are included in the MG: voltage transformers (VT); current transformers (CT); toroidal transformers (TT).
C020 | ELECTRICAL NETWORK SUPPLIES | S130 | ELECTRICAL MATERIALS AND ACCESSORIES | FRFE0169 | B CABINETS FOR ELECTRICAL SYSTEMS AND OPTICAL FIBRES | LOW
C020 | ELECTRICAL NETWORK SUPPLIES | S130 | ELECTRICAL MATERIALS AND ACCESSORIES | FRFE0172 | B ELECTRICAL POWER - SPECIFIC ACCESSORIES FOR OVERHEAD SYSTEMS | LOW | Accessories for the construction of Low and Medium Voltage overhead power lines for bare and insulated conductors. The following types of products are included in the MG: fastening accessories; docking and suspension fittings; wire cables; connectors; brackets; clamps; crossbars; surge arresters.
C020 | ELECTRICAL NETWORK SUPPLIES | S140 | ELECTRIC PLANT SYSTEMS MEASURING INSTRUMENT AND SPARE PARTS | FRSM0087 | B ELECTRIC PLANT SYSTEMS MEASURING INSTRUMENTS | LOW
C020 | ELECTRICAL NETWORK SUPPLIES | S150 | ELECTRIC METERS - ACCESSORIES AND SPARE PARTS | FRCO0027 | B ELECTRIC METERS - ACCESSORIES | LOW | Accessories for the installation of electric meters. The following types of product are included in the MG: mounting plates for single or multiple installation of single-phase and three-phase meters with direct connection; plates equipped with current reducers for the installation of three-phase meters with semi-direct connection; adapter plates; covers to close the plates; connection cable kits; pre-formed connection cables for the connection of three-phase meters with indirect connection to voltage and current reducers; accessories for the installation of concentrators in secondary substations.
C020 | ELECTRICAL NETWORK SUPPLIES | S150 | ELECTRIC METERS - ACCESSORIES AND SPARE PARTS | FRCO0119 | B ELECTRIC METERS | AVERAGE | Low/Medium/High Voltage electricity meters. The following types of product are included in the MG: single-phase meters with direct insertion; three-phase meters with direct/semi-direct/indirect insertion.
C020 | ELECTRICAL NETWORK SUPPLIES | S160 | EV CHARGING STATIONS | FCCU0016 | B EV CHARGING STATIONS | LOW
C030 | SUPPLY OF PUBLIC LIGHTING AND TRAFFIC LIGHT NETWORKS | S170 | SUPPLY OF PUBLIC LIGHTING AND TRAFFIC LIGHT NETWORKS | FRIP0012 | B PUBLIC STREET LIGHTS-FLOODLIGHTS FOR STREET LIGHTING | AVERAGE | The following types of product are included in the MG: cups; lamps; ceiling lights; street lights and accessories.
C030 | SUPPLY OF PUBLIC LIGHTING AND TRAFFIC LIGHT NETWORKS | S170 | SUPPLY OF PUBLIC LIGHTING AND TRAFFIC LIGHT NETWORKS | FRIP0046 | B PUBLIC LIGHTING - CURRENT REGULATORS | LOW
C030 | SUPPLY OF PUBLIC LIGHTING AND TRAFFIC LIGHT NETWORKS | S170 | SUPPLY OF PUBLIC LIGHTING AND TRAFFIC LIGHT NETWORKS | FRIP0047 | B LIGHTING - FURNITURE | LOW
C030 | SUPPLY OF PUBLIC LIGHTING AND TRAFFIC LIGHT NETWORKS | S170 | SUPPLY OF PUBLIC LIGHTING AND TRAFFIC LIGHT NETWORKS | FRIP0050 | B TRAFFIC LIGHT SYSTEMS - PURCHASE AND SPARE PARTS | AVERAGE
C030 | SUPPLY OF PUBLIC LIGHTING AND TRAFFIC LIGHT NETWORKS | S170 | SUPPLY OF PUBLIC LIGHTING AND TRAFFIC LIGHT NETWORKS | FRIP0065 | B POLES | LOW | Poles and brackets for lighting power lines and public power distribution in Low and Medium Voltage. The following types of product are included in the MG: concrete poles; steel sheet poles; traffic light poles.
C040 | ENERGY PLANT SUPPLIES | S180 | GENERATORS AND UNINTERRUPTIBLE POWER SUPPLIES / ACCESSORIES AND SPARE PARTS | FRGE0042 | B UNINTERRUPTIBLE POWER SUPPLY SETS PURCHASE/SPARE PARTS | LOW
C040 | ENERGY PLANT SUPPLIES | S180 | GENERATORS AND UNINTERRUPTIBLE POWER SUPPLIES / ACCESSORIES AND SPARE PARTS | FRGE0126 | B GENERATOR UNITS PURCHASE/SPARE PARTS | LOW
C040 | ENERGY PLANT SUPPLIES | S190 | REFRIGERATION AND COOLING UNITS | FRGR0127 | B COMPRESSION REFRIGERATION UNITS | LOW
C040 | ENERGY PLANT SUPPLIES | S190 | REFRIGERATION AND COOLING UNITS | FRGR0128 | B ABSORPTION REFRIGERATION UNITS | LOW
C040 | ENERGY PLANT SUPPLIES | S200 | REDUCERS AND EXCHANGERS | FRRI0041 | B REDUCTION UNITS - SMALL PARTS AND SPARES | LOW
C040 | ENERGY PLANT SUPPLIES | S200 | REDUCERS AND EXCHANGERS | FRRI0062 | B GEARMOTORS | LOW
C040 | ENERGY PLANT SUPPLIES | S200 | REDUCERS AND EXCHANGERS | FRRI0125 | B PRESSURE CONTROL SYSTEMS AND ACCESSORIES | LOW | Pressure control systems (gas distribution/utility decompression units) and accessories. The following types of product are included in the MG: end-customer gas reduction and metering units; end-user gas pressure reduction units; user gas reduction units; cabinets and accessories.
C040 | ENERGY PLANT SUPPLIES | S200 | REDUCERS AND EXCHANGERS | FRRI0141 | B GAS PRESSURE REGULATORS AND CONTROL DEVICES | LOW | Regulators and pressure control devices for gas. The following types of product are included in the MG: pressure regulators/reducers; PCDs (pressure control devices); spare parts (e.g. filters; cartridges; etc.).
C040 | ENERGY PLANT SUPPLIES | S200 | REDUCERS AND EXCHANGERS | FRRI0142 | B HEAT EXCHANGERS AND ACCESSORIES | LOW | Heat exchangers and accessories. The following types of product are included in the MG: complete exchangers; gaskets; plates; insulating boxes; integrated expansion vessels.
C040 | ENERGY PLANT SUPPLIES | S210 | AIR CONDITIONING AND HEATING SUPPLIES | FLCR0008 | B HEATING BOILERS | LOW
C040 | ENERGY PLANT SUPPLIES | S210 | AIR CONDITIONING AND HEATING SUPPLIES | FLCR0013 | B AIR CONDITIONERS | LOW
C040 | ENERGY PLANT SUPPLIES | S210 | AIR CONDITIONING AND HEATING SYSTEM SUPPLIES | FLCR0019 | B AIR CONDITIONING AND HEATING SYSTEMS (SUPPLIES WITH INSTALLATION) | LOW
C040 | ENERGY PLANT SUPPLIES | S210 | AIR CONDITIONING AND HEATING SYSTEM SUPPLIES | FIME0001 | B BOILER SPARE PARTS - BURNERS | LOW
C040 | ENERGY PLANT SUPPLIES | S210 | AIR CONDITIONING AND HEATING SYSTEM SUPPLIES | FIME0002 | B COMPONENTS OF HYDRO-THERMAL-AIR-CONDITIONING-SOLAR PLANT SYSTEMS | LOW
C040 | ENERGY PLANT SUPPLIES | S210 | AIR CONDITIONING AND HEATING SYSTEM SUPPLIES | FIME0003 | B VENTILATION AND AIR CONDITIONING SPARE PARTS | LOW
C040 | ENERGY PLANT SUPPLIES | S210 | AIR CONDITIONING AND HEATING SYSTEM SUPPLIES | FIME0004 | B TEMPERATURE REGULATION SYSTEMS COMPONENTS AND ACCESSORIES | LOW
C040 | ENERGY PLANT SUPPLIES | S210 | AIR CONDITIONING AND HEATING SYSTEM SUPPLIES | FIME0006 | B FLUE GAS COMPONENTS | LOW
C040 | ENERGY PLANT SUPPLIES | S210 | AIR CONDITIONING AND HEATING SYSTEM SUPPLIES | FIME0007 | B SPARE PARTS FOR AIR TREATMENT SYSTEMS - FILTERS | LOW
C040 | ENERGY PLANT SUPPLIES | S220 | ENERGY SPECIALIST PLANT SUPPLIES | FMIA0004 | B STEAM CONDENSATION SYSTEMS (TOWERS) | LOW
C040 | ENERGY PLANT SUPPLIES | S220 | ENERGY SPECIALIST PLANT SUPPLIES | FMIA0091 | B HV SYSTEMS AND EQUIPMENT (ENERGY PRODUCTION) | LOW
C040 | ENERGY PLANT SUPPLIES | S220 | ENERGY SPECIALIST PLANT SUPPLIES | FMIA0092 | B BIOGAS PLANT TECHNOLOGIES | LOW
C040 | ENERGY PLANT SUPPLIES | S220 | ENERGY SPECIALIST PLANT SUPPLIES | FMIA0095 | B TURBINES | LOW
C040 | ENERGY PLANT SUPPLIES | S220 | ENERGY SPECIALIST PLANT SUPPLIES | FMIA0096 | B GAS TURBOGENERATORS | LOW
C040 | ENERGY PLANT SUPPLIES | S220 | ENERGY SPECIALIST PLANT SUPPLIES | FMIA0097 | B STEAM TURBOGENERATORS | LOW
C040 | ENERGY PLANT SUPPLIES | S220 | ENERGY SPECIALIST PLANT SUPPLIES | FMPO0001 | B TURBO-EXPANDER AND COMPONENTS | LOW
C040 | ENERGY PLANT SUPPLIES | S220 | ENERGY SPECIALIST PLANT SUPPLIES | FMIA0090 | B HYDROGEN, SUPPLY AND MAINTENANCE OF PRODUCTION PLANTS AND EQUIPMENTS | LOW
C050 | ENVIRONMENTAL PLANT SUPPLIES | S230 | WASTE TREATMENT FACILITIES AND ENVIRONMENTAL SERVICES/MACHINERY AND EQUIPMENT | FMIA0009 | B COMPOSTING EQUIPMENT | LOW
C050 | ENVIRONMENTAL PLANT SUPPLIES | S230 | WASTE TREATMENT FACILITIES AND ENVIRONMENTAL SERVICES/MACHINERY AND EQUIPMENT | FMIA0011 | B SCALES AND WEIGHING MACHINES | LOW
C050 | ENVIRONMENTAL PLANT SUPPLIES | S230 | WASTE TREATMENT FACILITIES AND ENVIRONMENTAL SERVICES/MACHINERY AND EQUIPMENT | FMIA0012 | B BURNERS FOR INCENERATION PLANT | LOW
C050 | ENVIRONMENTAL PLANT SUPPLIES | S230 | WASTE TREATMENT FACILITIES AND ENVIRONMENTAL SERVICES/MACHINERY AND EQUIPMENT | FMIA0018 | B DEODORISATION PLANTS | LOW
C050 | ENVIRONMENTAL PLANT SUPPLIES | S230 | WASTE TREATMENT FACILITIES AND ENVIRONMENTAL SERVICES/MACHINERY AND EQUIPMENT | FMIA0061 | B TECHNOLOGIES FOR FLUIDISED-BED WASTE-TO-ENERGY PLANT SYSTEMS | LOW
C050 | ENVIRONMENTAL PLANT SUPPLIES | S230 | WASTE TREATMENT FACILITIES AND ENVIRONMENTAL SERVICES/MACHINERY AND EQUIPMENT | FMIA0062 | B THERMOGRAPHIC CAMERAS | LOW
C050 | ENVIRONMENTAL PLANT SUPPLIES | S230 | WASTE TREATMENT FACILITIES AND ENVIRONMENTAL SERVICES/MACHINERY AND EQUIPMENT | FMIA0064 | B WASTE SHREDDING/SORTING - MACHINERY | LOW
C050 | ENVIRONMENTAL PLANT SUPPLIES | S230 | WASTE TREATMENT FACILITIES AND ENVIRONMENTAL SERVICES/MACHINERY AND EQUIPMENT | FMIA0072 | B WTE STEAM GENERATORS | LOW
C050 | ENVIRONMENTAL PLANT SUPPLIES | S230 | WASTE TREATMENT FACILITIES AND ENVIRONMENTAL SERVICES/MACHINERY AND EQUIPMENT | FMIA0074 | B WTE GRIDS | LOW
C050 | ENVIRONMENTAL PLANT SUPPLIES | S230 | WASTE TREATMENT FACILITIES AND ENVIRONMENTAL SERVICES/MACHINERY AND EQUIPMENT | FMIA0060 | B FLU GAS MEASURING AND ANALYSIS SYSTEMS | LOW
C050 | ENVIRONMENTAL PLANT SUPPLIES | S230 | WASTE TREATMENT FACILITIES AND ENVIRONMENTAL SERVICES/MACHINERY AND EQUIPMENT | FMIA0075 | B FLUE GAS PURIFICATION PLANTS | LOW
C050 | ENVIRONMENTAL PLANT SUPPLIES | S230 | WASTE TREATMENT FACILITIES AND ENVIRONMENTAL SERVICES/MACHINERY AND EQUIPMENT | FMIA0076 | B UNDERGROUND AND NON UNDERGROUND SEPARATE WASTE COLLECTION AREAS - PURCHASE | LOW
C050 | ENVIRONMENTAL PLANT SUPPLIES | S230 | WASTE TREATMENT FACILITIES AND ENVIRONMENTAL SERVICES/MACHINERY AND EQUIPMENT | FMIA0098 | B CONVEYOR AND LIFTING BELTS | LOW
C050 | ENVIRONMENTAL PLANT SUPPLIES | S230 | WASTE TREATMENT FACILITIES AND ENVIRONMENTAL SERVICES/MACHINERY AND EQUIPMENT | FMRM0037 | B SEPARATE WASTE COLLECTION AREAS- - SELF-COMPACTING CONTAINERS | LOW
C050 | ENVIRONMENTAL PLANT SUPPLIES | S230 | WASTE TREATMENT FACILITIES AND ENVIRONMENTAL SERVICES/MACHINERY AND EQUIPMENT | FMRM0050 | B WASTE PRESS - PURCHASE | LOW
C060 | CONSUMABLE SPARE PARTS SUPPLIES FOR SYSTEMS | S240 | MECHANICAL SPARE PARTS AND CONSUMABLES | FMAM0015 | B CHAINS AND SPROCKETS | LOW
C060 | CONSUMABLE SPARE PARTS SUPPLIES FOR SYSTEMS | S240 | MECHANICAL SPARE PARTS AND CONSUMABLES | FMAM0017 | B BEARINGS, JOINTS, SUPPORTS AND MECHANICAL TRANSMISSIONS | LOW | Bearings, joints, supports and mechanical transmissions.
C060 | CONSUMABLE SPARE PARTS SUPPLIES FOR SYSTEMS | S240 | MECHANICAL SPARE PARTS AND CONSUMABLES | FMAM0063 | B MECHANICAL SEALS | LOW | Spare parts, components and accessories for mechanical seals.
C060 | CONSUMABLE SPARE PARTS SUPPLIES FOR SYSTEMS | S240 | MECHANICAL SPARE PARTS AND CONSUMABLES | FMOL0021 | B AIR FILTERS | LOW
C060 | CONSUMABLE SPARE PARTS SUPPLIES FOR SYSTEMS | S250 | WASTE TREATMENT PLANTS SPARE PARTS AND CONSUMABLES | FMIA0055 | B GENUINE SPARE PARTS FOR WASTE-TO-ENERGY PLANTS - MECHANICAL AND SPECIFIC EQUIPMENT | LOW
C060 | CONSUMABLE SPARE PARTS SUPPLIES FOR SYSTEMS | S250 | WASTE TREATMENT PLANTS SPARE PARTS AND CONSUMABLES | FMIA0086 | B SHAPED AND SHAPELESS REFRACTORY MATERIAL | LOW | Refractory materials for incineration plants.
C060 | CONSUMABLE SPARE PARTS SUPPLIES FOR SYSTEMS | S250 | WASTE TREATMENT PLANTS SPARE PARTS AND CONSUMABLES | FMIA0087 | B SAND, GRAVEL, AGGREGATES (LANDFILL CONSTRUCTION) | LOW
C060 | CONSUMABLE SPARE PARTS SUPPLIES FOR SYSTEMS | S250 | WASTE TREATMENT PLANTS SPARE PARTS AND CONSUMABLES | FCPC0053 | B QUARTZ AND SILICA SAND | LOW | Quartz and silica sand. The following types of product are included in the MG: gravel; sand; quartzite; corundum.
C060 | CONSUMABLE SPARE PARTS SUPPLIES FOR SYSTEMS | S250 | WASTE TREATMENT PLANTS SPARE PARTS AND CONSUMABLES | FCED0007 | B LIME - GYPSUM - CEMENT | LOW
C060 | CONSUMABLE SPARE PARTS SUPPLIES FOR SYSTEMS | S250 | WASTE TREATMENT PLANTS SPARE PARTS AND CONSUMABLES | FMIA0093 | B LANDFILL COVER | LOW
C060 | CONSUMABLE SPARE PARTS SUPPLIES FOR SYSTEMS | S250 | WASTE TREATMENT PLANTS SPARE PARTS AND CONSUMABLES | FMIA0071 | B CONSTRUCTION - GEOTEXTILE FABRIC | LOW
C060 | CONSUMABLE SPARE PARTS SUPPLIES FOR SYSTEMS | S250 | WASTE TREATMENT PLANTS SPARE PARTS AND CONSUMABLES | FMRM0053 | B POLYETHYLENE MESH NET FOR LANDFILLS | LOW
C060 | CONSUMABLE SPARE PARTS SUPPLIES FOR SYSTEMS | S250 | WASTE TREATMENT PLANTS SPARE PARTS AND CONSUMABLES | FMIA0065 | B HDPE PIPE FOR BIOGAS DRAINAGE AND LEACHATE COLLECTION/DRAINAGE | LOW
C060 | CONSUMABLE SPARE PARTS SUPPLIES FOR SYSTEMS | S250 | WASTE TREATMENT PLANTS SPARE PARTS AND CONSUMABLES | FMRM0054 | B BIOGAS COLLECTION NETWORK - ANCILLARY MATERIALS | LOW
C060 | CONSUMABLE SPARE PARTS SUPPLIES FOR SYSTEMS | S250 | WASTE TREATMENT PLANTS SPARE PARTS AND CONSUMABLES | FMRM0016 | B WOOD CHIPS FOR BIOFILTER-PURCHASE | LOW
C060 | CONSUMABLE SPARE PARTS SUPPLIES FOR SYSTEMS | S250 | WASTE TREATMENT PLANTS SPARE PARTS AND CONSUMABLES | FMIA0039 | B LANDFILLS COVER MATERIALS (EARTH, BRICKS, AGGREGATES FROM DEM) | LOW
C070 | ENVIRONMENTAL SERVICES SUPPLIES | S260 | EQUIPMENT AND PRODUCTS FOR SANITISATION AND ENVIRONMENTAL SERVICES | FMRM0019 | B DISINFECTION/DERATISATION - PRODUCTS | LOW
C070 | ENVIRONMENTAL SERVICES SUPPLIES | S260 | EQUIPMENT AND PRODUCTS FOR SANITISATION AND ENVIRONMENTAL SERVICES | FMRM0042 | B CHAINSAWS - BRUSHCUTTERS - BLOWERS - PURCHASE AND SPARE PARTS | LOW
C070 | ENVIRONMENTAL SERVICES SUPPLIES | S260 | EQUIPMENT AND PRODUCTS FOR SANITISATION AND ENVIRONMENTAL SERVICES | FMRM0068 | B ABSORBERS FOR POLLUTANT PRODUCTS AND HUMIDITY | LOW
C070 | ENVIRONMENTAL SERVICES SUPPLIES | S260 | EQUIPMENT AND PRODUCTS FOR SANITISATION AND ENVIRONMENTAL SERVICES | FMRM0078 | B PURIFICATION ADDITIVES | LOW | Additives, deodorants, powders and activators for purification.
C070 | ENVIRONMENTAL SERVICES SUPPLIES | S260 | EQUIPMENT AND PRODUCTS FOR SANITISATION AND ENVIRONMENTAL SERVICES | FMRM0010 | B EQUIPMENT FOR ENVIRONMENTAL OPERATIONAL SERVICES- PURCHASE | LOW
C070 | ENVIRONMENTAL SERVICES SUPPLIES | S270 | CONTAINERS AND BAGS FOR ENVIRONMENTAL SERVICES | FMCS0004 | B PLASTIC WASTE COLLECTION CONTAINERS (BETWEEN 60 AND 360 LITERS) | AVERAGE
C070 | ENVIRONMENTAL SERVICES SUPPLIES | S270 | CONTAINERS AND BAGS FOR ENVIRONMENTAL SERVICES | FMCS0008 | B CARDBOARD WASTE COLLECTION CONTAINERS (BETWEEN 60 AND 360 LITERS) | AVERAGE
C070 | ENVIRONMENTAL SERVICES SUPPLIES | S270 | CONTAINERS AND BAGS FOR ENVIRONMENTAL SERVICES | FMCS0009 | B METAL WASTE COLLECTION CONTAINERS (BETWEEN 60 AND 360 LITERS) | AVERAGE
C070 | ENVIRONMENTAL SERVICES SUPPLIES | S270 | CONTAINERS AND BAGS FOR ENVIRONMENTAL SERVICES | FMCS0052 | B SORTED WASTE COLLECTION - BINS | AVERAGE
C070 | ENVIRONMENTAL SERVICES SUPPLIES | S270 | CONTAINERS AND BAGS FOR ENVIRONMENTAL SERVICES | FMCS0056 | B POLYPROPYLENE BAGS -BIG BAGS- INCLUDING DRAINING BAGS | LOW
C070 | ENVIRONMENTAL SERVICES SUPPLIES | S270 | CONTAINERS AND BAGS FOR ENVIRONMENTAL SERVICES | FMCS0069 | B SORTED WASTE COLLECTION BINS PURCHASE AND SPARE PARTS | AVERAGE
C070 | ENVIRONMENTAL SERVICES SUPPLIES | S270 | CONTAINERS AND BAGS FOR ENVIRONMENTAL SERVICES | FMCS0070 | B ROLL-OFF BIN AND MULTI-BENCHERS - PURCHASE AND SPARE PARTS | AVERAGE
C070 | ENVIRONMENTAL SERVICES SUPPLIES | S270 | CONTAINERS AND BAGS FOR ENVIRONMENTAL SERVICES | FMCS0080 | B CONTAINERS FOR SORTED WASTE COLLECTION (UP TO 60 LT.) | AVERAGE
C070 | ENVIRONMENTAL SERVICES SUPPLIES | S270 | CONTAINERS AND BAGS FOR ENVIRONMENTAL SERVICES | FMCS0081 | B PP SACKS AND BAGS FOR SORTED WASTE COLLECTION | AVERAGE
C070 | ENVIRONMENTAL SERVICES SUPPLIES | S270 | CONTAINERS AND BAGS FOR ENVIRONMENTAL SERVICES | FMCS0088 | B POLYETHYLENE BAGS | AVERAGE
C070 | ENVIRONMENTAL SERVICES SUPPLIES | S270 | CONTAINERS AND BAGS FOR ENVIRONMENTAL SERVICES | FMCS0089 | B BAGS IN BIODEGRADABLE AND COMPOSTABLE MATERIAL FOR SORTED WASTE COLLECTION | AVERAGE
C070 | ENVIRONMENTAL SERVICES SUPPLIES | S270 | CONTAINERS AND BAGS FOR ENVIRONMENTAL SERVICES | FMRM0008 | B WASTE BINS (URBAN FURNITURE) | AVERAGE
C070 | ENVIRONMENTAL SERVICES SUPPLIES | S270 | CONTAINERS AND BAGS FOR ENVIRONMENTAL SERVICES | FMRM0014 | B BINS - KEYS AND LOCKS | LOW
C080 | CARPENTRY AND WORKSHOP SUPPLIES | S280 | METAL/SEMI-FINISHED PRODUCTS | FCMS0013 | B PROFILES AND MANUFACTURED GOODS | LOW
C080 | CARPENTRY AND WORKSHOP SUPPLIES | S280 | METAL/SEMI-FINISHED PRODUCTS | FCMS0038 | B METAL-DRAWN PRODUCTS | LOW | General metal profiles and drawn sections. The following types of product are included in the MG: plates; bars.
C080 | CARPENTRY AND WORKSHOP SUPPLIES | S280 | METAL/SEMI-FINISHED PRODUCTS | FCMS0039 | B MECHANICAL CONSTRUCTIONS - MANUFACTURED GOODS | LOW | Mechanical constructions and manufactured goods. The MG includes mechanical parts to be manufactured to drawing, by machining, assembling and surface treatment of various metal profiles.
C080 | CARPENTRY AND WORKSHOP SUPPLIES | S280 | METAL/SEMI-FINISHED PRODUCTS | FCMS0033 | B CORRUGATED SHEETS - CHECKER PLATE | LOW
C080 | CARPENTRY AND WORKSHOP SUPPLIES | S280 | METAL/SEMI-FINISHED PRODUCTS | FMIA0022 | B FOUNDRIES-CASTINGS | LOW
C090 | VEHICLE, SPARE PARTS AND ACCESSORIES SUPPLIES | S290 | SPECIAL VEHICLES, FITTINGS, SPARE PARTS | FAAS0001 | B VEHICLE GENUINE SPARE PARTS (ENGINES/CHASSIS) OVER 3.5 T. | LOW
C090 | VEHICLE, SPARE PARTS AND ACCESSORIES SUPPLIES | S290 | SPECIAL VEHICLES, FITTINGS, SPARE PARTS | FAAS0002 | B SPECIAL FITTINGS | LOW
C090 | VEHICLE, SPARE PARTS AND ACCESSORIES SUPPLIES | S290 | SPECIAL VEHICLES, FITTINGS, SPARE PARTS | FAAS0028 | B ROLL-OFF TRUCK FITTINGS | LOW
C090 | VEHICLE, SPARE PARTS AND ACCESSORIES SUPPLIES | S290 | SPECIAL VEHICLES, FITTINGS, SPARE PARTS | FAAS0029 | B TRUCK CRANE/LOADER FITTINGS | LOW
C090 | VEHICLE, SPARE PARTS AND ACCESSORIES SUPPLIES | S290 | SPECIAL VEHICLES, FITTINGS, SPARE PARTS | FAAS0030 | B ELEVATED WORKING PLATFORM EQUIPMENT | LOW
C090 | VEHICLE, SPARE PARTS AND ACCESSORIES SUPPLIES | S290 | SPECIAL VEHICLES, FITTINGS, SPARE PARTS | FAAS0031 | B MOBILE WORKSHOP SET-UP | LOW
C090 | VEHICLE, SPARE PARTS AND ACCESSORIES SUPPLIES | S290 | SPECIAL VEHICLES, FITTINGS, SPARE PARTS | FAAS0032 | B WASTE COLLECTION TANK EQUIPMENT SET-UP | LOW
C090 | VEHICLE, SPARE PARTS AND ACCESSORIES SUPPLIES | S290 | SPECIAL VEHICLES, FITTINGS, SPARE PARTS | FAAS0033 | B REAR-LOADING COMPACTOR SET-UP | LOW
C090 | VEHICLE, SPARE PARTS AND ACCESSORIES SUPPLIES | S290 | SPECIAL VEHICLES, FITTINGS, SPARE PARTS | FAAS0036 | B CONTAINERS/SIDES/RAMPS SET-UP | LOW
C090 | VEHICLE, SPARE PARTS AND ACCESSORIES SUPPLIES | S290 | SPECIAL VEHICLES, FITTINGS, SPARE PARTS | FAAS0005 | B AUTOCRANES | LOW
C090 | VEHICLE, SPARE PARTS AND ACCESSORIES SUPPLIES | S290 | SPECIAL VEHICLES, FITTINGS, SPARE PARTS | FAAS0009 | B AUTOMATIC VEHICLE GREASING SYSTEM | LOW
C090 | VEHICLE, SPARE PARTS AND ACCESSORIES SUPPLIES | S290 | SPECIAL VEHICLES, FITTINGS, SPARE PARTS | FAAS0010 | B SNOW PLOWS | LOW
C090 | VEHICLE, SPARE PARTS AND ACCESSORIES SUPPLIES | S290 | SPECIAL VEHICLES, FITTINGS, SPARE PARTS | FAAS0011 | B CONSTRUCTION AND EARTHMOVING MACHINERY | LOW
C090 | VEHICLE, SPARE PARTS AND ACCESSORIES SUPPLIES | S290 | SPECIAL VEHICLES, FITTINGS, SPARE PARTS | FAAS0017 | B BIN DETECTION AND WEIGHING SYSTEMS | LOW
C090 | VEHICLE, SPARE PARTS AND ACCESSORIES SUPPLIES | S290 | SPECIAL VEHICLES, FITTINGS, SPARE PARTS | FAAS0018 | B ROAD SWEEPERS - SPARE PARTS | LOW
C090 | VEHICLE, SPARE PARTS AND ACCESSORIES SUPPLIES | S290 | SPECIAL VEHICLES, FITTINGS, SPARE PARTS | FAAS0020 | B VEHICLE CAMERAS | LOW
C090 | VEHICLE, SPARE PARTS AND ACCESSORIES SUPPLIES | S290 | SPECIAL VEHICLES, FITTINGS, SPARE PARTS | FAAS0021 | B SIDE-LOADING COMPACTOR SET-UP | LOW
C090 | VEHICLE, SPARE PARTS AND ACCESSORIES SUPPLIES | S290 | SPECIAL VEHICLES, FITTINGS, SPARE PARTS | FAAS0023 | B STREET WASHER - PURCHASE | LOW
C090 | VEHICLE, SPARE PARTS AND ACCESSORIES SUPPLIES | S290 | SPECIAL VEHICLES, FITTINGS, SPARE PARTS | FAAS0025 | B SPECIAL PARTS TO DRAWING FOR VEHICLES | LOW
C090 | VEHICLE, SPARE PARTS AND ACCESSORIES SUPPLIES | S290 | SPECIAL VEHICLES, FITTINGS, SPARE PARTS | FAAS0026 | B ROAD SWEEPERS - PURCHASE | LOW
C090 | VEHICLE, SPARE PARTS AND ACCESSORIES SUPPLIES | S290 | SPECIAL VEHICLES, FITTINGS, SPARE PARTS | FAAS0027 | B BRUSHES FOR SWEEPERS - PURCHASE | LOW
C090 | VEHICLE, SPARE PARTS AND ACCESSORIES SUPPLIES | S290 | SPECIAL VEHICLES, FITTINGS, SPARE PARTS | FMSP0028 | B FUEL DISTRIBUTION SYSTEMS PURCHASE AND SPARE PARTS | LOW
C090 | VEHICLE, SPARE PARTS AND ACCESSORIES SUPPLIES | S290 | SPECIAL VEHICLES, FITTINGS, SPARE PARTS | FMSP0029 | B VEHICLE WASHING SYSTEMS PURCHASE AND SPARE PARTS | LOW
C090 | VEHICLE, SPARE PARTS AND ACCESSORIES SUPPLIES | S290 | SPECIAL VEHICLES, FITTINGS, SPARE PARTS | FMSP0030 | B LUBRICATION SYSTEMS-PURCHASE AND SPARE PARTS | LOW | Spare parts, components and accessories for lubrication systems and mechanical parts.
C090 | VEHICLE, SPARE PARTS AND ACCESSORIES SUPPLIES | S300 | COMMERCIAL VEHICLES, CARS, MOTORBIKES AND ACCESSORIES | FAVC0004 | B TRUCKS OVER 3.5 TONNES | LOW
C090 | VEHICLE, SPARE PARTS AND ACCESSORIES SUPPLIES | S300 | COMMERCIAL VEHICLES, CARS, MOTORBIKES AND ACCESSORIES | FAVC0006 | B VEHICLES UP TO 3.5 T. (ALSO ELECTRICAL) | LOW
C090 | VEHICLE, SPARE PARTS AND ACCESSORIES SUPPLIES | S300 | COMMERCIAL VEHICLES, CARS, MOTORBIKES AND ACCESSORIES | FAVC0007 | B BATTERIES FOR VEHICLES AND FORKLIFT TRUCKS | LOW
C090 | VEHICLE, SPARE PARTS AND ACCESSORIES SUPPLIES | S300 | COMMERCIAL VEHICLES, CARS, MOTORBIKES AND ACCESSORIES | FAVC0008 | B BICYCLES | LOW
C090 | VEHICLE, SPARE PARTS AND ACCESSORIES SUPPLIES | S300 | COMMERCIAL VEHICLES, CARS, MOTORBIKES AND ACCESSORIES | FAVC0014 | B TYRES | LOW
C090 | VEHICLE, SPARE PARTS AND ACCESSORIES SUPPLIES | S300 | COMMERCIAL VEHICLES, CARS, MOTORBIKES AND ACCESSORIES | FAVC0015 | B VEHICLE GENUINE/NON-GENUINE SPARE PARTS (ENGINE/CHASSIS) UP TO 3.5 T | LOW
C090 | VEHICLE, SPARE PARTS AND ACCESSORIES SUPPLIES | S300 | COMMERCIAL VEHICLES, CARS, MOTORBIKES AND ACCESSORIES | FAVC0016 | B VEHICLE TRACKING SYSTEMS (GPS) | LOW
C100 | MATERIALS, CHEMICALS AND FUELS SUPPLIES | S310 | FUELS, OTHER ENERGY SOURCES AND LUBRICANTS | FCCU0011 | B FUELS - DISTRIBUTORS | AVERAGE
C100 | MATERIALS, CHEMICALS AND FUELS SUPPLIES | S310 | FUELS, OTHER ENERGY SOURCES AND LUBRICANTS | FCCU0012 | B FUELS - WHOLESALERS | AVERAGE
C100 | MATERIALS, CHEMICALS AND FUELS SUPPLIES | S310 | FUELS, OTHER ENERGY SOURCES AND LUBRICANTS | FCCU0014 | B HEATING FUELS AND DIESEL OIL | AVERAGE
C100 | MATERIALS, CHEMICALS AND FUELS SUPPLIES | S310 | FUELS, OTHER ENERGY SOURCES AND LUBRICANTS | FCCU0020 | B LIQUID PROPANE GAS | AVERAGE | Liquid propane gas cylinders.
C100 | MATERIALS, CHEMICALS AND FUELS SUPPLIES | S310 | FUELS, OTHER ENERGY SOURCES AND LUBRICANTS | FCCU0034 | B OILS, INDUSTRIAL GREASES AND ANTIFREEZE | LOW | Lubricants. The following types of product are included in the MG: mineral, semi-synthetic and synthetic lubricating oils; hydraulic oils; silicone oils; insulating oils; greases for industrial use; antifreeze liquids; lubrication accessories.
C100 | MATERIALS, CHEMICALS AND FUELS SUPPLIES | S320 | CHEMICALS, COMPRESSED GASES, LABORATORY MATERIALS | FCPC0010 | B ACTIVATED CARBON | LOW
C100 | MATERIALS, CHEMICALS AND FUELS SUPPLIES | S320 | CHEMICALS, COMPRESSED GASES, LABORATORY MATERIALS | FCPC0018 | B COMPRESSED GASES-OXYGEN-ACETYLENE-NITROGEN-AIR | LOW | Compressed technical gas cylinders. The following types of product are included in the MG: oxygen; nitrogen; acetylene; argon; argon/CO2 mix.
C100 | MATERIALS, CHEMICALS AND FUELS SUPPLIES | S320 | CHEMICALS, COMPRESSED GASES, LABORATORY MATERIALS | FCPC0021 | B PURE AND CERTIFIED LABORATORY GASES | LOW
C100 | MATERIALS, CHEMICALS AND FUELS SUPPLIES | S320 | CHEMICALS, COMPRESSED GASES, LABORATORY MATERIALS | FCPC0037 | B CHEMICAL LABORATORY MATERIALS | LOW
C100 | MATERIALS, CHEMICALS AND FUELS SUPPLIES | S320 | CHEMICALS, COMPRESSED GASES, LABORATORY MATERIALS | FCPC0043 | B CHEMICALS - LABORATORY REAGENTS | LOW
C100 | MATERIALS, CHEMICALS AND FUELS SUPPLIES | S320 | CHEMICALS, COMPRESSED GASES, LABORATORY MATERIALS | FCPC0044 | B CHEMICALS - AMMONIA SOLUTIONS | AVERAGE
C100 | MATERIALS, CHEMICALS AND FUELS SUPPLIES | S320 | CHEMICALS, COMPRESSED GASES, LABORATORY MATERIALS | FCPC0045 | B CHEMICALS -SODIUM BICARBONATE | AVERAGE
C100 | MATERIALS, CHEMICALS AND FUELS SUPPLIES | S320 | CHEMICALS, COMPRESSED GASES, LABORATORY MATERIALS | FCPC0046 | B INDUSTRIAL CHEMICALS | AVERAGE | Industrial chemicals.
C100 | MATERIALS, CHEMICALS AND FUELS SUPPLIES | S320 | CHEMICALS, COMPRESSED GASES, LABORATORY MATERIALS | FCPC0058 | B CHEMICALS - LIME-CARBON MIX | AVERAGE
C100 | MATERIALS, CHEMICALS AND FUELS SUPPLIES | S320 | CHEMICALS, COMPRESSED GASES, LABORATORY MATERIALS | FCPC0047 | B CHEMICALS -UREA | LOW
C100 | MATERIALS, CHEMICALS AND FUELS SUPPLIES | S320 | CHEMICALS, COMPRESSED GASES, LABORATORY MATERIALS | FCPC0061 | B LIQUID OXYGEN FOR PURIFICATION PLANTS | AVERAGE
C100 | MATERIALS, CHEMICALS AND FUELS SUPPLIES | S320 | CHEMICALS, COMPRESSED GASES, LABORATORY MATERIALS | FCPC0062 | B CHEMICALS - ACETIC ACID | AVERAGE
C100 | MATERIALS, CHEMICALS AND FUELS SUPPLIES | S320 | CHEMICALS, COMPRESSED GASES, LABORATORY MATERIALS | FCPC0063 | B CHEMICALS - HYDROCHLORIC ACID | AVERAGE | Chemical: hydrochloric acid, separated by titres (concentration percentages) and delivery batches.
C100 | MATERIALS, CHEMICALS AND FUELS SUPPLIES | S320 | CHEMICALS, COMPRESSED GASES, LABORATORY MATERIALS | FCPC0064 | B CHEMICALS - PERACETIC ACID | AVERAGE
C100 | MATERIALS, CHEMICALS AND FUELS SUPPLIES | S320 | CHEMICALS, COMPRESSED GASES, LABORATORY MATERIALS | FCPC0065 | B CHEMICALS - SULPHURIC ACID | AVERAGE
C100 | MATERIALS, CHEMICALS AND FUELS SUPPLIES | S320 | CHEMICALS, COMPRESSED GASES, LABORATORY MATERIALS | FCPC0066 | B CHEMICALS - HYDRATED LIME | AVERAGE
C100 | MATERIALS, CHEMICALS AND FUELS SUPPLIES | S320 | CHEMICALS, COMPRESSED GASES, LABORATORY MATERIALS | FCPC0067 | B CHEMICALS - FERRIC CHLORIDE | AVERAGE
C100 | MATERIALS, CHEMICALS AND FUELS SUPPLIES | S320 | CHEMICALS, COMPRESSED GASES, LABORATORY MATERIALS | FCPC0060 | B CHEMICALS - FERROUS CHLORIDE | AVERAGE
C100 | MATERIALS, CHEMICALS AND FUELS SUPPLIES | S320 | CHEMICALS, COMPRESSED GASES, LABORATORY MATERIALS | FCPC0068 | B CHEMICALS - ALUMINIUM-BASED COAGULANTS | AVERAGE | Chemical: aluminium-based coagulants, broken down by titres (concentration percentages) and delivery lots. The following types of product are included in the MG: aluminium sulphate; aluminium polychlorosulphate; aluminium polychloride.
C100 | MATERIALS, CHEMICALS AND FUELS SUPPLIES | S320 | CHEMICALS, COMPRESSED GASES, LABORATORY MATERIALS | FCPC0059 | B CHEMICALS - SODIUM ALUMINATE BASE | AVERAGE
C100 | MATERIALS, CHEMICALS AND FUELS SUPPLIES | S320 | CHEMICALS, COMPRESSED GASES, LABORATORY MATERIALS | FCPC0069 | B CHEMICALS - BOILER WATER CONDITIONER | LOW
C100 | MATERIALS, CHEMICALS AND FUELS SUPPLIES | S320 | CHEMICALS, COMPRESSED GASES, LABORATORY MATERIALS | FCPC0070 | B CHEMICALS - DESCALING AGENTS | LOW
C100 | MATERIALS, CHEMICALS AND FUELS SUPPLIES | S320 | CHEMICALS, COMPRESSED GASES, LABORATORY MATERIALS | FCPC0072 | B CHEMICALS - SODIUM HYPOCHLORITE | AVERAGE | Chemical: sodium hypochlorite, broken down by titres (concentration percentages) and delivery lots.
C100 | MATERIALS, CHEMICALS AND FUELS SUPPLIES | S320 | CHEMICALS, COMPRESSED GASES, LABORATORY MATERIALS | FCPC0073 | B CHEMICALS - MICROSAND | LOW
C100 | MATERIALS, CHEMICALS AND FUELS SUPPLIES | S320 | CHEMICALS, COMPRESSED GASES, LABORATORY MATERIALS | FCPC0074 | B CHEMICALS- ODORISING/NEUTRALISING AGENT (THT/TBM) | AVERAGE
C100 | MATERIALS, CHEMICALS AND FUELS SUPPLIES | S320 | CHEMICALS, COMPRESSED GASES, LABORATORY MATERIALS | FCPC0075 | B CHEMICALS - POLYELECTROLYTE | LOW
C100 | MATERIALS, CHEMICALS AND FUELS SUPPLIES | S320 | CHEMICALS, COMPRESSED GASES, LABORATORY MATERIALS | FCPC0077 | B CHEMICALS - HEAVY METAL REAGENT | LOW
C100 | MATERIALS, CHEMICALS AND FUELS SUPPLIES | S320 | CHEMICALS, COMPRESSED GASES, LABORATORY MATERIALS | FCPC0078 | B CHEMICALS - SOFTENER AND SEA SALT | LOW | Chemical: softener and sea salt. The following types of product are included in the MG: sodium chloride; bacteriostatic salt; common food salt.
C100 | MATERIALS, CHEMICALS AND FUELS SUPPLIES | S320 | CHEMICALS, COMPRESSED GASES, LABORATORY MATERIALS | FCPC0079 | B CHEMICALS - CAUSTIC SODA | AVERAGE
C100 | MATERIALS, CHEMICALS AND FUELS SUPPLIES | S320 | CHEMICALS, COMPRESSED GASES, LABORATORY MATERIALS | FCPC0081 | B CHEMICALS - SODIUM CHLORITE | AVERAGE | Chemical: sodium chlorite, separated by titres (concentration percentages) and delivery lots.
C100 | MATERIALS, CHEMICALS AND FUELS SUPPLIES | S330 | SPECIFIC EQUIPMENT, SYSTEMS AND INSTRUMENTS FOR LABORATORIES | FCAS0004 | B WORKSHOP FURNISHINGS | LOW
C100 | MATERIALS, CHEMICALS AND FUELS SUPPLIES | S330 | SPECIFIC EQUIPMENT, SYSTEMS AND INSTRUMENTS FOR LABORATORIES | FCAS0022 | B GAS CHROMATOGRAPHY - EQUIPMENT AND MATERIAL | LOW
C100 | MATERIALS, CHEMICALS AND FUELS SUPPLIES | S330 | SPECIFIC EQUIPMENT, SYSTEMS AND INSTRUMENTS FOR LABORATORIES | FCAS0049 | B RADIOACTIVITY - INSTRUMENTS AND SYSTEMS | LOW
C100 | MATERIALS, CHEMICALS AND FUELS SUPPLIES | S330 | SPECIFIC EQUIPMENT, SYSTEMS AND INSTRUMENTS FOR LABORATORIES | FLME0016 | B INDUSTRIAL AND LABORATORY REFRIGERATORS | LOW
C100 | MATERIALS, CHEMICALS AND FUELS SUPPLIES | S330 | SPECIFIC EQUIPMENT, SYSTEMS AND INSTRUMENTS FOR LABORATORIES | FCAS0057 | B SCIENTIFIC INSTRUMENTS AND LABORATORY EQUIPMENT | LOW
C100 | MATERIALS, CHEMICALS AND FUELS SUPPLIES | S330 | SPECIFIC EQUIPMENT, SYSTEMS AND INSTRUMENTS FOR LABORATORIES | FCAS0029 | B PURE GASES DISTRIBUTION SYSTEMS-PURCHASE AND INSTALLATION | AVERAGE
C110 | LOGISTICS, FACILITY MANAGEMENT AND CONSTRUCTION SUPPLIES | S340 | FIXTURES AND FITTINGS | FLSE0009 | B MOTORISED AND NON-MOTORISED GATES AND BARS-PURCHASE AND SPARE PARTS | LOW
C110 | LOGISTICS, FACILITY MANAGEMENT AND CONSTRUCTION SUPPLIES | S340 | FIXTURES AND FITTINGS | FLSE0020 | B FIXTURES, WINDOWS, SKYLIGHTS, WINDOW FRAMES, GLAZING-SUPPLY/INSTALLATION | LOW
C110 | LOGISTICS, FACILITY MANAGEMENT AND CONSTRUCTION SUPPLIES | S340 | FIXTURES AND FITTINGS | FLSE0023 | B DOORS AND GATES - PURCHASE | LOW
C110 | LOGISTICS, FACILITY MANAGEMENT AND CONSTRUCTION SUPPLIES | S350 | LIFTING MEANS AND EQUIPMENT STORAGE (PURCHASE AND SPARE PARTS) | FLMS0005 | B ELEVATORS | LOW
C110 | LOGISTICS, FACILITY MANAGEMENT AND CONSTRUCTION SUPPLIES | S350 | LIFTING MEANS AND EQUIPMENT STORAGE (PURCHASE AND SPARE PARTS) | FLMS0006 | B LIFTING EQUIPMENT (NO BRIDGE CRANES) | LOW
C110 | LOGISTICS, FACILITY MANAGEMENT AND CONSTRUCTION SUPPLIES | S350 | LIFTING MEANS AND EQUIPMENT STORAGE (PURCHASE AND SPARE PARTS) | FLMS0010 | B FORKLIFT TRUCKS AND TRANSPORT. | LOW
C110 | LOGISTICS, FACILITY MANAGEMENT AND CONSTRUCTION SUPPLIES | S350 | LIFTING MEANS AND EQUIPMENT STORAGE (PURCHASE AND SPARE PARTS) | FLMS0011 | B BRIDGE CRANES | LOW | Spare parts, components and accessories for bridge cranes.
C110 | LOGISTICS, FACILITY MANAGEMENT AND CONSTRUCTION SUPPLIES | S350 | LIFTING MEANS AND EQUIPMENT STORAGE (PURCHASE AND SPARE PARTS) | FLMS0017 | B STEEL, METAL, PLASTIC CABLES | LOW | Metal and plastic cables. The following types of product are included in the MG: steel cables, cables made of other materials, and accessories (cable lugs; tie rods etc.).
C110 | LOGISTICS, FACILITY MANAGEMENT AND CONSTRUCTION SUPPLIES | S350 | LIFTING MEANS AND EQUIPMENT STORAGE (PURCHASE AND SPARE PARTS) | FLAA0014 | B WAREHOUSE AND INDUSTRIAL CONTAINERS (INCLUDING PALLETS) | LOW
C110 | LOGISTICS, FACILITY MANAGEMENT AND CONSTRUCTION SUPPLIES | S360 | EQUIPMENT AND ACCESSORIES FOR CLEANING ROOMS AND OBJECTS | FLPU0012 | B TOILET PAPER/TOWELS/TOILET COVERS | LOW
C110 | LOGISTICS, FACILITY MANAGEMENT AND CONSTRUCTION SUPPLIES | S360 | EQUIPMENT AND ACCESSORIES FOR CLEANING ROOMS AND OBJECTS | FLPU0015 | B DETERGENTS - LIQUID AND POWDER SOAPS | LOW | Liquid or powder soaps and detergents. The following types of product are included in the MG: detergents for technical and hygienic uses; sanitisers; liquid soaps; handwashing paste.
C110 | LOGISTICS, FACILITY MANAGEMENT AND CONSTRUCTION SUPPLIES | S360 | EQUIPMENT AND ACCESSORIES FOR CLEANING ROOMS AND OBJECTS | FLPU0018 | B HYDROCLEANERS - PURCHASE AND SPARE PARTS | LOW
C110 | LOGISTICS, FACILITY MANAGEMENT AND CONSTRUCTION SUPPLIES | S360 | EQUIPMENT AND ACCESSORIES FOR CLEANING ROOMS AND OBJECTS | FLPU0021 | B CLEANING MATERIAL AND CLOTHES | LOW
C110 | LOGISTICS, FACILITY MANAGEMENT AND CONSTRUCTION SUPPLIES | S370 | PLANT/MATERIALS AND EQUIPMENT FOR CONSTRUCTION/BUILDING AND LANDSCAPING | FCED0005 | B BITUMEN - BITUMINOUS CONGLOMERATES - TAR | AVERAGE | Bitumen, bituminous conglomerates, tar.
C110 | LOGISTICS, FACILITY MANAGEMENT AND CONSTRUCTION SUPPLIES | S370 | PLANT/MATERIALS AND EQUIPMENT FOR CONSTRUCTION/BUILDING AND LANDSCAPING | FCED0006 | B PREFABRICATED BOXES - PURCHASE | LOW
C110 | LOGISTICS, FACILITY MANAGEMENT AND CONSTRUCTION SUPPLIES | S370 | PLANT/MATERIALS AND EQUIPMENT FOR CONSTRUCTION/BUILDING AND LANDSCAPING | FCED0015 | B CONSTRUCTION - MATERIALS - EQUIPMENT | LOW | Construction materials and equipment. The following types of product are included in the MG: corrugated pipes; PVC pipes; insulating sheaths; building blocks and bricks; sand; cement; expanded panels; masonry equipment and accessories; cast iron fountains.
C110 | LOGISTICS, FACILITY MANAGEMENT AND CONSTRUCTION SUPPLIES | S370 | PLANT/MATERIALS AND EQUIPMENT FOR CONSTRUCTION/BUILDING AND LANDSCAPING | FCED0016 | B CONSTRUCTION - PREFABS | LOW
C110 | LOGISTICS, FACILITY MANAGEMENT AND CONSTRUCTION SUPPLIES | S370 | PLANT/MATERIALS AND EQUIPMENT FOR CONSTRUCTION/BUILDING AND LANDSCAPING | FCED0017 | B CARPENTRY/WOODWORK | LOW | Woodwork. The following types of products are included in the MG: rods; wedges; joists; sleepers.
C110 | LOGISTICS, FACILITY MANAGEMENT AND CONSTRUCTION SUPPLIES | S370 | PLANT/MATERIALS AND EQUIPMENT FOR CONSTRUCTION/BUILDING AND LANDSCAPING | FCED0024 | B FIBREGLASS GRATING | LOW
C110 | LOGISTICS, FACILITY MANAGEMENT AND CONSTRUCTION SUPPLIES | S370 | PLANT/MATERIALS AND EQUIPMENT FOR CONSTRUCTION/BUILDING AND LANDSCAPING | FCED0028 | B WATERPROOFING - MEMBRANES - PURCHASE AND INSTALLATION | LOW
C110 | LOGISTICS, FACILITY MANAGEMENT AND CONSTRUCTION SUPPLIES | S370 | PLANT/MATERIALS AND EQUIPMENT FOR CONSTRUCTION/BUILDING AND LANDSCAPING | FCED0035 | B CONCRETE ARTEFACTS | LOW | Concrete artefacts. The following types of product are included in the MG: concrete tanks and sumps and completion elements; extensions; hatches and slabs; panels; cabinets.
C110 | LOGISTICS, FACILITY MANAGEMENT AND CONSTRUCTION SUPPLIES | S370 | PLANT/MATERIALS AND EQUIPMENT FOR CONSTRUCTION/BUILDING AND LANDSCAPING | FCED0040 | B FLOORING-COATINGS-REFL. FOR GLASS-STONE PLAQUES -PURCHASE AND INSTALLATION | LOW
C110 | LOGISTICS, FACILITY MANAGEMENT AND CONSTRUCTION SUPPLIES | S370 | PLANT/MATERIALS AND EQUIPMENT FOR CONSTRUCTION/BUILDING AND LANDSCAPING | FCED0041 | B METAL SCAFFOLDING | LOW
C110 | LOGISTICS, FACILITY MANAGEMENT AND CONSTRUCTION SUPPLIES | S370 | PLANT/MATERIALS AND EQUIPMENT FOR CONSTRUCTION/BUILDING AND LANDSCAPING | FCED0050 | B FENCING | LOW
C110 | LOGISTICS, FACILITY MANAGEMENT AND CONSTRUCTION SUPPLIES | S370 | PLANT/MATERIALS AND EQUIPMENT FOR CONSTRUCTION/BUILDING AND LANDSCAPING | FCED0054 | B LADDERS | LOW
C110 | LOGISTICS, FACILITY MANAGEMENT AND CONSTRUCTION SUPPLIES | S370 | PLANT/MATERIALS AND EQUIPMENT FOR CONSTRUCTION/BUILDING AND LANDSCAPING | FCED0058 | B PAINTS, VARNISHES, COLOURS AND HARDWARE | LOW | Paints, varnishes, colours and hardware.
C110 | LOGISTICS, FACILITY MANAGEMENT AND CONSTRUCTION SUPPLIES | S370 | PLANT/MATERIALS AND EQUIPMENT FOR CONSTRUCTION/BUILDING AND LANDSCAPING | FCMI0026 | B INSULATING PROTECTIVE SHEATH | LOW
C110 | LOGISTICS, FACILITY MANAGEMENT AND CONSTRUCTION SUPPLIES | S370 | PLANT/MATERIALS AND EQUIPMENT FOR CONSTRUCTION/BUILDING AND LANDSCAPING | FCMI0060 | B THERMAL AND ACOUSTIC INSULATION | LOW
C110 | LOGISTICS, FACILITY MANAGEMENT AND CONSTRUCTION SUPPLIES | S370 | PLANT/MATERIALS AND EQUIPMENT FOR CONSTRUCTION/BUILDING AND LANDSCAPING | FMSP0036 | B IRRIGATION SYSTEMS PURCHASE AND SPARE PARTS | LOW
C110 | LOGISTICS, FACILITY MANAGEMENT AND CONSTRUCTION SUPPLIES | S370 | PLANT/MATERIALS AND EQUIPMENT FOR CONSTRUCTION/BUILDING AND LANDSCAPING | FIAU0003 | B AUDIOVISUALS, SOUND AMPLIFIERS AND MEGAPHONES | LOW
C110 | LOGISTICS, FACILITY MANAGEMENT AND CONSTRUCTION SUPPLIES | S370 | PLANT/MATERIALS AND EQUIPMENT FOR CONSTRUCTION/BUILDING AND LANDSCAPING | FIAU0008 | B TV SYSTEMS - MONITORS - SCREENS | LOW
C110 | LOGISTICS, FACILITY MANAGEMENT AND CONSTRUCTION SUPPLIES | S370 | PLANT/MATERIALS AND EQUIPMENT FOR CONSTRUCTION/BUILDING AND LANDSCAPING | FITE0002 | B ANTI-INTRUDER - SYSTEMS - PURCHASE | LOW
C110 | LOGISTICS, FACILITY MANAGEMENT AND CONSTRUCTION SUPPLIES | S370 | PLANT/MATERIALS AND EQUIPMENT FOR CONSTRUCTION/BUILDING AND LANDSCAPING | FOMO0002 | B INDUSTRIAL FURNISHINGS-SHELVING/CHANGING CABINETS | LOW
C110 | LOGISTICS, FACILITY MANAGEMENT AND CONSTRUCTION SUPPLIES | S370 | PLANT/MATERIALS AND EQUIPMENT FOR CONSTRUCTION/BUILDING AND LANDSCAPING | FOMO0003 | B OFFICE FURNISHINGS | LOW
C110 | LOGISTICS, FACILITY MANAGEMENT AND CONSTRUCTION SUPPLIES | S370 | PLANT/MATERIALS AND EQUIPMENT FOR CONSTRUCTION/BUILDING AND LANDSCAPING | FOMO0017 | B ELECTRIC SIGNS | LOW
C110 | LOGISTICS, FACILITY MANAGEMENT AND CONSTRUCTION SUPPLIES | S370 | PLANT/MATERIALS AND EQUIPMENT FOR CONSTRUCTION/BUILDING AND LANDSCAPING | FOMO0024 | B PARTITION WALLS | LOW
C110 | LOGISTICS, FACILITY MANAGEMENT AND CONSTRUCTION SUPPLIES | S370 | PLANT/MATERIALS AND EQUIPMENT FOR CONSTRUCTION/BUILDING AND LANDSCAPING | FOMO0025 | B FURNISHING ACCESSORIES | LOW
C110 | LOGISTICS, FACILITY MANAGEMENT AND CONSTRUCTION SUPPLIES | S370 | PLANT/MATERIALS AND EQUIPMENT FOR CONSTRUCTION/BUILDING AND LANDSCAPING | FOMO0026 | B STOVES | LOW
C110 | LOGISTICS, FACILITY MANAGEMENT AND CONSTRUCTION SUPPLIES | S370 | PLANT/MATERIALS AND EQUIPMENT FOR CONSTRUCTION/BUILDING AND LANDSCAPING | FOMO0031 | B CURTAINS | LOW
C110 | LOGISTICS, FACILITY MANAGEMENT AND CONSTRUCTION SUPPLIES | S370 | PLANT/MATERIALS AND EQUIPMENT FOR CONSTRUCTION/BUILDING AND LANDSCAPING | FOMU0012 | B WATER DISTRIBUTORS AND COOLERS | LOW
C110 | LOGISTICS, FACILITY MANAGEMENT AND CONSTRUCTION SUPPLIES | S370 | PLANT/MATERIALS AND EQUIPMENT FOR CONSTRUCTION/BUILDING AND LANDSCAPING | FZAN0001 | B FIRE FIGHTING SYSTEMS AND EQUIPMENT - PURCHASE | LOW
C110 | LOGISTICS, FACILITY MANAGEMENT AND CONSTRUCTION SUPPLIES | S370 | PLANT/MATERIALS AND EQUIPMENT FOR CONSTRUCTION/BUILDING AND LANDSCAPING | FZAN0019 | B FIRE EXTINGUISHERS AND FIRE EXTINGUISHER BOXES - PURCHASE | LOW
C110 | LOGISTICS, FACILITY MANAGEMENT AND CONSTRUCTION SUPPLIES | S370 | PLANT/MATERIALS AND EQUIPMENT FOR CONSTRUCTION/BUILDING AND LANDSCAPING | FLME0002 | B FOODSTUFFS /DRINKS/MINERAL WATER AND DISPOSABLE ITEMS | LOW
C120 | IT SUPPLIES | S380 | HARDWARE PRODUCTS AND SPARE PARTS | FIHW0006 | B COMPUTERS - ACCESSORIES | LOW
C120 | IT SUPPLIES | S380 | HARDWARE PRODUCTS AND SPARE PARTS | FIHW0007 | B HARDWARE | LOW
C120 | IT SUPPLIES | S380 | HARDWARE PRODUCTS AND SPARE PARTS | FIHW0009 | B OPTICAL READERS | LOW
C120 | IT SUPPLIES | S380 | HARDWARE PRODUCTS AND SPARE PARTS | FIHW0011 | B PERSONAL COMPUTERS / PRINTERS PURCHASE | LOW
C120 | IT SUPPLIES | S380 | HARDWARE PRODUCTS AND SPARE PARTS | FIHW0012 | B PLOTTERS - PURCHASE AND SPARE PARTS | LOW
C120 | IT SUPPLIES | S380 | HARDWARE PRODUCTS AND SPARE PARTS | FIHW0026 | B TONER-CARTRIDGES-TAPES FOR PRINTERS AND COPIERS | LOW
C120 | IT SUPPLIES | S390 | SOFTWARE PRODUCTS | FISW0013 | B PROGRAMMES/SOFTWARE | LOW
C130 | TELECOMMUNICATIONS SUPPLIES AND FACILITIES, REMOTE CONTROL AND ACCESSORIES | S400 | TELECOMMUNICATIONS EQUIPMENT AND FACILITIES, REMOTE CONTROL AND ACCESSORIES | FITL0015 | B TWO-WAY RADIOS - PURCHASE AND SPARE PARTS | LOW
C130 | TELECOMMUNICATIONS SUPPLIES AND FACILITIES, REMOTE CONTROL AND ACCESSORIES | S400 | TELECOMMUNICATIONS EQUIPMENT AND FACILITIES, REMOTE CONTROL AND ACCESSORIES | FITL0016 | B DATA RADIO TRANSMITTERS | LOW
C130 | TELECOMMUNICATIONS SUPPLIES AND FACILITIES, REMOTE CONTROL AND ACCESSORIES | S400 | TELECOMMUNICATIONS EQUIPMENT AND FACILITIES, REMOTE CONTROL AND ACCESSORIES | FITL0019 | B TELECOMMUNICATIONS-INSTALLATIONS-DEVICES (DECODER,MODEM,ROUTER,ETC.) | LOW | Telecommunications equipment. The following types of product are included in the MG: modems; routers; Ethernet switches; IP telephony equipment and accessories.
C130 | TELECOMMUNICATIONS SUPPLIES AND FACILITIES, REMOTE CONTROL AND ACCESSORIES | S400 | TELECOMMUNICATIONS EQUIPMENT AND FACILITIES, REMOTE CONTROL AND ACCESSORIES | FITL0020 | B TELECOMMUNICATIONS-POLYETHYLENE AND PVC PIPES | LOW
C130 | TELECOMMUNICATIONS SUPPLIES AND FACILITIES, REMOTE CONTROL AND ACCESSORIES | S400 | TELECOMMUNICATIONS EQUIPMENT AND FACILITIES, REMOTE CONTROL AND ACCESSORIES | FITL0022 | B MOBILE PHONES - PURCHASE AND SPARE PARTS | LOW
C130 | TELECOMMUNICATIONS SUPPLIES AND FACILITIES, REMOTE CONTROL AND ACCESSORIES | S400 | TELECOMMUNICATIONS EQUIPMENT AND FACILITIES, REMOTE CONTROL AND ACCESSORIES | FITL0023 | B TELEPHONES AND DEVICES FOR LANDLINE TELEPHONES - PURCHASE | LOW
C130 | TELECOMMUNICATIONS SUPPLIES AND FACILITIES, REMOTE CONTROL AND ACCESSORIES | S400 | TELECOMMUNICATIONS EQUIPMENT AND FACILITIES, REMOTE CONTROL AND ACCESSORIES | FITL0025 | B TLC-ACCESSORIES TOOLS AND EQUIPMENT FOR OPTICAL FIBERS | LOW
C130 | TELECOMMUNICATIONS SUPPLIES AND FACILITIES, REMOTE CONTROL AND ACCESSORIES | S400 | TELECOMMUNICATIONS EQUIPMENT AND FACILITIES, REMOTE CONTROL AND ACCESSORIES | FITE0004 | B INDUSTRIAL AUTOMATION - PURCHASE AND INSTALLATION | LOW
C130 | TELECOMMUNICATIONS SUPPLIES AND FACILITIES, REMOTE CONTROL AND ACCESSORIES | S400 | TELECOMMUNICATIONS EQUIPMENT AND FACILITIES, REMOTE CONTROL AND ACCESSORIES | FITE0018 | B ATTENDANCE DETECTION/ACCESS CONTROL SYSTEMS | LOW
C130 | TELECOMMUNICATIONS SUPPLIES AND FACILITIES, REMOTE CONTROL AND ACCESSORIES | S400 | TELECOMMUNICATIONS EQUIPMENT AND FACILITIES, REMOTE CONTROL AND ACCESSORIES | FITE0024 | B RECOGNITION MAGNETIC CARDS/RIGID ENVELOPES | LOW
C130 | TELECOMMUNICATIONS SUPPLIES AND FACILITIES, REMOTE CONTROL AND ACCESSORIES | S400 | TELECOMMUNICATIONS EQUIPMENT AND FACILITIES, REMOTE CONTROL AND ACCESSORIES | FITE0027 | B TELEMETERING AND REMOTE CONTROL INSTALLATIONS | LOW | Equipment for telemetering and remote control of installations. Within the MG, the following product types are included: RTUs for secondary substations; modules/CPUs for PLCs; communication interfaces, analogue and digital signal acquisition boards; media converters and accessories.
C140 | OFFICE SUPPLIES | S410 | STATIONERY, PRINTED MATERIALS, MAGAZINES, BOOKS/ OFFICE EQUIPMENT | FOCA0006 | B STATIONERY | LOW
C140 | OFFICE SUPPLIES | S410 | STATIONERY, PRINTED MATERIALS, MAGAZINES, BOOKS/ OFFICE EQUIPMENT | FOCA0007 | B COPY PAPER | LOW
C140 | OFFICE SUPPLIES | S410 | STATIONERY, PRINTED MATERIALS, MAGAZINES, BOOKS/ OFFICE EQUIPMENT | FOCA0008 | B PLOTTER PAPER - THERMAL AND CONSUMABLES | LOW
C140 | OFFICE SUPPLIES | S410 | STATIONERY, PRINTED MATERIALS, MAGAZINES, BOOKS/ OFFICE EQUIPMENT | FOCA0014 | B LABELS, SELF-ADHESIVE PLATES AND COMPANY EMBLEMS FOR MOTOR VEHICLES. | LOW
C140 | OFFICE SUPPLIES | S410 | STATIONERY, PRINTED MATERIALS, MAGAZINES, BOOKS/ OFFICE EQUIPMENT | FOCA0015 | B PHOTOGRAPH DEVELOPMENT AND PRINTING | LOW
C140 | OFFICE SUPPLIES | S410 | STATIONERY, PRINTED MATERIALS, MAGAZINES, BOOKS/ OFFICE EQUIPMENT | FOCA0016 | B NEWSPAPERS, MAGAZINES, PUBLICATIONS | LOW
C140 | OFFICE SUPPLIES | S410 | STATIONERY, PRINTED MATERIALS, MAGAZINES, BOOKS/ OFFICE EQUIPMENT | FOCA0018 | B CEI - UNI BOOKS AND STANDARDS | LOW
C140 | OFFICE SUPPLIES | S410 | STATIONERY, PRINTED MATERIALS, MAGAZINES, BOOKS/ OFFICE EQUIPMENT | FOCA0022 | B CONTINUOUS FORMS | LOW
C140 | OFFICE SUPPLIES | S410 | STATIONERY, PRINTED MATERIALS, MAGAZINES, BOOKS/ OFFICE EQUIPMENT | FOCA0023 | B PRINTERS: BUSINESS CARDS, LETTERHEADS, ENVELOPES, FORMS | LOW
C140 | OFFICE SUPPLIES | S410 | STATIONERY, PRINTED MATERIALS, MAGAZINES, BOOKS/ OFFICE EQUIPMENT | FOCA0030 | B SELF-ADHESIVE SIGNS | LOW | Standard and customised adhesive signs.
C140 | OFFICE SUPPLIES | S410 | STATIONERY, PRINTED MATERIALS, MAGAZINES, BOOKS/ OFFICE EQUIPMENT | FOCA0032 | B STAMPS | LOW
C140 | OFFICE SUPPLIES | S410 | STATIONERY, PRINTED MATERIALS, MAGAZINES, BOOKS/ OFFICE EQUIPMENT | FOMU0013 | B LABELLERS AND BINDING MACHINES | LOW
C140 | OFFICE SUPPLIES | S410 | STATIONERY, PRINTED MATERIALS, MAGAZINES, BOOKS/ OFFICE EQUIPMENT | FOMU0019 | B CAMERAS | LOW
C140 | OFFICE SUPPLIES | S410 | STATIONERY, PRINTED MATERIALS, MAGAZINES, BOOKS/ OFFICE EQUIPMENT | FOMU0020 | B OFFICE MACHINES | LOW
C140 | OFFICE SUPPLIES | S420 | PROFESSIONAL COMMUNICATION AND GRAPHIC PRESENTATION SERVICES | FOCA0033 | B GRAPHICS OFFICES: LEAFLETS, ROLLUPS, PANELS, SIGNS | LOW | Articles from graphic offices. The following types of product are included in the MG: printed forms; brochures.
C140 | OFFICE SUPPLIES | S420 | PROFESSIONAL COMMUNICATION AND GRAPHIC PRESENTATION SERVICES | FOCA0021 | B ADVERTISING MATERIAL | LOW
C140 | OFFICE SUPPLIES | S420 | PROFESSIONAL COMMUNICATION AND GRAPHIC PRESENTATION SERVICES | FORE0004 | B GIFT ITEMS/GADGETS/PLAQUES AND MEDALS | LOW
C150 | SUPPLIES OF WORK EQUIPMENT AND TOOLS | S430 | MEDICAL INSTRUMENTS AND PHARMACEUTICAL PRODUCTS | FZME0036 | B MEDICAL INSTRUMENTS-PURCHASE AND SPARE PARTS | LOW
C150 | SUPPLIES OF WORK EQUIPMENT AND TOOLS | S430 | MEDICAL INSTRUMENTS AND PHARMACEUTICAL PRODUCTS | FZME0026 | B MEDICINES/PHARMACEUTICAL PRODUCTS (INCLUDING COMPLETE FIRST AID KITS) | LOW
C160 | SUPPLY OF PERSONAL PROTECTIVE EQUIPMENT AND SAFETY EQUIPMENT FOR CONSTRUCTION SITES | S440 | PERSONAL PROTECTION/SITE AND WORKPLACE SIGNAGE | FZDS0013 | B ACCIDENT PREVENTION - ITEMS IN GENERAL | LOW
C160 | SUPPLY OF PERSONAL PROTECTIVE EQUIPMENT AND SAFETY EQUIPMENT FOR CONSTRUCTION SITES | S440 | PERSONAL PROTECTION/SITE AND WORKPLACE SIGNAGE | FRPS0063 | B GENERAL SIGNAGE (INCLUDING SITE DELIMITATION) | LOW | Signage items in general. The following types of products are included in the MG: tapes and tables for signalling the presence of underground utilities and construction site delimitation; construction site road signs and supports (e.g. poles; posts; trestles; ballasts; etc.); nets with tape.
C160 | SUPPLY OF PERSONAL PROTECTIVE EQUIPMENT AND SAFETY EQUIPMENT FOR CONSTRUCTION SITES | S440 | PERSONAL PROTECTION/SITE AND WORKPLACE SIGNAGE | FZDS0038 | B PLAQUES IN GENERAL | LOW
C160 | SUPPLY OF PERSONAL PROTECTIVE EQUIPMENT AND SAFETY EQUIPMENT FOR CONSTRUCTION SITES | S440 | PERSONAL PROTECTION/SITE AND WORKPLACE SIGNAGE | FZDS0007 | B ACCIDENT PREVENTION - EYEWASH FOUNTAINS | LOW
C160 | SUPPLY OF PERSONAL PROTECTIVE EQUIPMENT AND SAFETY EQUIPMENT FOR CONSTRUCTION SITES | S440 | PERSONAL PROTECTION/SITE AND WORKPLACE SIGNAGE | FZDS0010 | B ACCIDENT PREVENTION - INSULATING PLATFORMS | LOW
C160 | SUPPLY OF PERSONAL PROTECTIVE EQUIPMENT AND SAFETY EQUIPMENT FOR CONSTRUCTION SITES | S450 | CLOTHING/FOOTWEAR AND SPECIFIC PPE | FZDP0004 | B ACCIDENT PREVENTION - SEAT BELTS | LOW
C160 | SUPPLY OF PERSONAL PROTECTIVE EQUIPMENT AND SAFETY EQUIPMENT FOR CONSTRUCTION SITES | S450 | CLOTHING/FOOTWEAR AND SPECIFIC PPE | FZDP0006 | B ACCIDENT PREVENTION - HIGH VISIBILITY DEVICES | LOW
C160 | SUPPLY OF PERSONAL PROTECTIVE EQUIPMENT AND SAFETY EQUIPMENT FOR CONSTRUCTION SITES | S450 | CLOTHING/FOOTWEAR AND SPECIFIC PPE | FZDP0009 | B ACCIDENT PREVENTION - VAPOR/GAS/DUST MASKS | LOW
C160 | SUPPLY OF PERSONAL PROTECTIVE EQUIPMENT AND SAFETY EQUIPMENT FOR CONSTRUCTION SITES | S450 | CLOTHING/FOOTWEAR AND SPECIFIC PPE | FZDP0012 | B ACCIDENT PREVENTION - PAPER OVERALLS | LOW
C160 | SUPPLY OF PERSONAL PROTECTIVE EQUIPMENT AND SAFETY EQUIPMENT FOR CONSTRUCTION SITES | S450 | CLOTHING/FOOTWEAR AND SPECIFIC PPE | FZDP0002 | B ACCIDENT PREVENTION - FIREPROOF CLOTHING AND PROTECTION | LOW
C160 | SUPPLY OF PERSONAL PROTECTIVE EQUIPMENT AND SAFETY EQUIPMENT FOR CONSTRUCTION SITES | S450 | CLOTHING/FOOTWEAR AND SPECIFIC PPE | FZDP0005 | B ACCIDENT PREVENTION - HEADPHONES/HELMETS/VISORS | LOW
C160 | SUPPLY OF PERSONAL PROTECTIVE EQUIPMENT AND SAFETY EQUIPMENT FOR CONSTRUCTION SITES | S450 | CLOTHING/FOOTWEAR AND SPECIFIC PPE | FZDP0011 | B ACCIDENT PREVENTION - WELDER PROTECTIONS | LOW
C160 | SUPPLY OF PERSONAL PROTECTIVE EQUIPMENT AND SAFETY EQUIPMENT FOR CONSTRUCTION SITES | S450 | CLOTHING/FOOTWEAR AND SPECIFIC PPE | FZDP0008 | B ACCIDENT PREVENTION - GLOVES | LOW
C160 | SUPPLY OF PERSONAL PROTECTIVE EQUIPMENT AND SAFETY EQUIPMENT FOR CONSTRUCTION SITES | S450 | CLOTHING/FOOTWEAR AND SPECIFIC PPE | FZVE0041 | B CLOTHING - UNIFORMS AND JACKETS FOR EMPLOYEES | LOW
C160 | SUPPLY OF PERSONAL PROTECTIVE EQUIPMENT AND SAFETY EQUIPMENT FOR CONSTRUCTION SITES | S450 | CLOTHING/FOOTWEAR AND SPECIFIC PPE | FZDP0003 | B ACCIDENT PREVENTION - FOOTWEAR | LOW
C160 | SUPPLY OF PERSONAL PROTECTIVE EQUIPMENT AND SAFETY EQUIPMENT FOR CONSTRUCTION SITES | S460 | METALWORKING EQUIPMENT AND TOOLS | FZAU0014 | B INDUSTRIAL TECHNICAL ARTICLES | LOW
C160 | SUPPLY OF PERSONAL PROTECTIVE EQUIPMENT AND SAFETY EQUIPMENT FOR CONSTRUCTION SITES | S460 | METALWORKING EQUIPMENT AND TOOLS | FZAU0035 | B GRINDERS - PURCHASE | LOW
C160 | SUPPLY OF PERSONAL PROTECTIVE EQUIPMENT AND SAFETY EQUIPMENT FOR CONSTRUCTION SITES | S460 | METALWORKING EQUIPMENT AND TOOLS | FZAU0037 | B PIPE CUTTERS, PIPE DRILLS, TURNERS FOR PE, PVC, CAST IRON | LOW
C160 | SUPPLY OF PERSONAL PROTECTIVE EQUIPMENT AND SAFETY EQUIPMENT FOR CONSTRUCTION SITES | S460 | METALWORKING EQUIPMENT AND TOOLS | FZAU0017 | B EQUIPMENT BAGS | LOW
C160 | SUPPLY OF PERSONAL PROTECTIVE EQUIPMENT AND SAFETY EQUIPMENT FOR CONSTRUCTION SITES | S460 | METALWORKING EQUIPMENT AND TOOLS | FZAU0039 | B MACHINE TOOLS (LATHES, MILLING MACHINES, ETC.) | LOW
C160 | SUPPLY OF PERSONAL PROTECTIVE EQUIPMENT AND SAFETY EQUIPMENT FOR CONSTRUCTION SITES | S460 | METALWORKING EQUIPMENT AND TOOLS | FZAU0016 | B WORKSHOP EQUIPMENT | LOW
C160 | SUPPLY OF PERSONAL PROTECTIVE EQUIPMENT AND SAFETY EQUIPMENT FOR CONSTRUCTION SITES | S460 | METALWORKING EQUIPMENT AND TOOLS | FZAU0021 | B THREADING MACHINES AND DIES | LOW
C160 | SUPPLY OF PERSONAL PROTECTIVE EQUIPMENT AND SAFETY EQUIPMENT FOR CONSTRUCTION SITES | S460 | METALWORKING EQUIPMENT AND TOOLS | FZAU0024 | B PNEUMATIC HAMMERS | LOW
C160 | SUPPLY OF PERSONAL PROTECTIVE EQUIPMENT AND SAFETY EQUIPMENT FOR CONSTRUCTION SITES | S460 | METALWORKING EQUIPMENT AND TOOLS | FZAU0028 | B ELECTRIC WELDERS AND WELDING MACHINES | LOW
C160 | SUPPLY OF PERSONAL PROTECTIVE EQUIPMENT AND SAFETY EQUIPMENT FOR CONSTRUCTION SITES | S460 | METALWORKING EQUIPMENT AND TOOLS | FZAU0031 | B WELDING - EQUIPMENT | LOW | Welding equipment and consumables. The following types of product are included in the MG: soldering lances; solid copper wires; rods; rubber cylinder hoses.
C160 | SUPPLY OF PERSONAL PROTECTIVE EQUIPMENT AND SAFETY EQUIPMENT FOR CONSTRUCTION SITES | S460 | METALWORKING EQUIPMENT AND TOOLS | FZAU0040 | B VARIOUS TOOLS | LOW | Various tools.
C160 | SUPPLY OF PERSONAL PROTECTIVE EQUIPMENT AND SAFETY EQUIPMENT FOR CONSTRUCTION SITES | S460 | METALWORKING EQUIPMENT AND TOOLS | FZAU0043 | B WELDING ELECTRODES | LOW | Welding electrodes.
C160 | SUPPLY OF PERSONAL PROTECTIVE EQUIPMENT AND SAFETY EQUIPMENT FOR CONSTRUCTION SITES | S460 | METALWORKING EQUIPMENT AND TOOLS | FZAU0044 | B COMBUSTION GAS ANALYSER-PURCHASE | LOW
C160 | SUPPLY OF PERSONAL PROTECTIVE EQUIPMENT AND SAFETY EQUIPMENT FOR CONSTRUCTION SITES | S460 | METALWORKING EQUIPMENT AND TOOLS | FZFE0001 | B IRON WIRE FOR BALING PRESSES | LOW
C160 | SUPPLY OF PERSONAL PROTECTIVE EQUIPMENT AND SAFETY EQUIPMENT FOR CONSTRUCTION SITES | S460 | METALWORKING EQUIPMENT AND TOOLS | FZFE0018 | B NUTS AND BOLTS - SCREWS | LOW | Nuts and bolts and screws. The following types of product are included in the MG: screws; washers; nuts; rivets; threaded rods.
C160 | SUPPLY OF PERSONAL PROTECTIVE EQUIPMENT AND SAFETY EQUIPMENT FOR CONSTRUCTION SITES | S460 | METALWORKING EQUIPMENT AND TOOLS | FZFE0020 | B METALWORKING - ARTICLES | LOW | General metalworking items. The following types of product are included in the MG: lifting shackles; acrylic sheets; wall plugs; adhesive and Teflon tapes; galvanised collars; steel brackets; plastic and metal keys; padlocks, locks and cylinders; spring pins; U-bolts; leak detector canisters; general consumables.
C160 | SUPPLY OF PERSONAL PROTECTIVE EQUIPMENT AND SAFETY EQUIPMENT FOR CONSTRUCTION SITES | S460 | METALWORKING EQUIPMENT AND TOOLS | FZFE0025 | B RUBBER AND PLASTIC MATERIALS | LOW | The following types of product are included in the MG: plastic canisters; rubber tubes; plastic containers; stretch film; bubble wrap.
C170 | PROFESSIONAL AND OTHER COMPANY SERVICES | S470 | AGENCY SERVICES | SPIN0049 | S DETECTIVE AGENCIES | LOW
C170 | PROFESSIONAL AND OTHER COMPANY SERVICES | S470 | AGENCY SERVICES | SPAU0050 | S MOTOR VEHICLE AGENCIES | LOW
C170 | PROFESSIONAL AND OTHER COMPANY SERVICES | S470 | AGENCY SERVICES | SPAB0104 | S ANCILLARY INSURANCE SERVICES | LOW
C170 | PROFESSIONAL AND OTHER COMPANY SERVICES | S470 | AGENCY SERVICES | SPPC0047 | S BILLPOSTING AND LEAFLETING -SERVICES | AVERAGE
C170 | PROFESSIONAL AND OTHER COMPANY SERVICES | S480 | QUALITY SYSTEMS AND CERTIFICATIONS | SPQU0059 | S QUALITY SYSTEM CERTIFICATION AND ISSUING BODIES | LOW
C170 | PROFESSIONAL AND OTHER COMPANY SERVICES | S490 | PROFESSIONAL SERVICES DESIGN/CONSTRUCTION MANAGEMENT/SAFETY COORDINATOR PROJECT PHASE-SAFETY COORDINATOR EXECUTION PHASE/TESTS/EXPERTS/GEOLOGISTS | SPPT0008 | S PROFESSIONAL SERVICES-ARCHITECTS | LOW
C170 | PROFESSIONAL AND OTHER COMPANY SERVICES | S490 | PROFESSIONAL SERVICES DESIGN/CONSTRUCTION MANAGEMENT/SAFETY COORDINATOR PROJECT PHASE-SAFETY COORDINATOR EXECUTION PHASE/TESTS/EXPERTS/GEOLOGISTS | SPPT0014 | S PROFESSIONAL SERVICES SAFETY COORDINATOR PROJECT PHASE-SAFETY COORDINATOR EXECUTION PHASE Legislative Decree 81/08 as amended WATER/SEWERAGE SYSTEMS | LOW
C170 | PROFESSIONAL AND OTHER COMPANY SERVICES | S490 | PROFESSIONAL SERVICES DESIGN/CONSTRUCTION MANAGEMENT/SAFETY COORDINATOR PROJECT PHASE-SAFETY COORDINATOR EXECUTION PHASE/TESTS/EXPERTS/GEOLOGISTS | SPPT0016 | S PROFESSIONAL SERVICES SAFETY COORDINATOR PROJECT PHASE-SAFETY COORDINATOR EXECUTION PHASE Legislative Decree 81/08 as amended GAS PLANT SYSTEMS | LOW
C170 | PROFESSIONAL AND OTHER COMPANY SERVICES | S490 | PROFESSIONAL SERVICES DESIGN/CONSTRUCTION MANAGEMENT/SAFETY COORDINATOR PROJECT PHASE-SAFETY COORDINATOR EXECUTION PHASE/TESTS/EXPERTS/GEOLOGISTS | SPPT0017 | S PROFESSIONAL SERVICES SAFETY COORDINATOR PROJECT PHASE-SAFETY COORDINATOR EXECUTION PHASE Legislative Decree 81/08 as amended ELECTRICAL/INDUSTRIAL PLANT SYSTEMS | LOW
C170 | PROFESSIONAL AND OTHER COMPANY SERVICES | S490 | PROFESSIONAL SERVICES DESIGN/CONSTRUCTION MANAGEMENT/SAFETY COORDINATOR PROJECT PHASE-SAFETY COORDINATOR EXECUTION PHASE/TESTS/EXPERTS/GEOLOGISTS | SPPT0018 | S PROFESSIONAL SERVICES SAFETY COORDINATOR PROJECT PHASE-SAFETY COORDINATOR EXECUTION PHASE Legislative Decree 81/08 as amended HV/MV ELECTRICITY DISTRIBUTION SYSTEMS | LOW
C170 | PROFESSIONAL AND OTHER COMPANY SERVICES | S490 | PROFESSIONAL SERVICES DESIGN/CONSTRUCTION MANAGEMENT/SAFETY COORDINATOR PROJECT PHASE-SAFETY COORDINATOR EXECUTION PHASE/TESTS/EXPERTS/GEOLOGISTS | SPPT0020 | S PROFESSIONAL SERVICES SAFETY COORDINATOR PROJECT PHASE-SAFETY COORDINATOR EXECUTION PHASE Legislative Decree 81/08 as amended ENVIRONMENT | LOW
C170 | PROFESSIONAL AND OTHER COMPANY SERVICES | S490 | PROFESSIONAL SERVICES DESIGN/CONSTRUCTION MANAGEMENT/SAFETY COORDINATOR PROJECT PHASE-SAFETY COORDINATOR EXECUTION PHASE/TESTS/EXPERTS/GEOLOGISTS | SPPT0021 | S PROFESSIONAL SERVICES SAFETY COORDINATOR PROJECT PHASE-SAFETY COORDINATOR EXECUTION PHASE Legislative Decree 81/08 as amended CIVIL/CONSTRUCTION | LOW
C170 | PROFESSIONAL AND OTHER COMPANY SERVICES | S490 | PROFESSIONAL SERVICES DESIGN/CONSTRUCTION MANAGEMENT/SAFETY COORDINATOR PROJECT PHASE-SAFETY COORDINATOR EXECUTION PHASE/TESTS/EXPERTS/GEOLOGISTS | SPPT0022 | S PROFESSIONAL SERVICES SAFETY COORDINATOR PROJECT PHASE-SAFETY COORDINATOR EXECUTION PHASE Legislative Decree 81/08 as amended GAS NETWORKS | LOW
C170 | PROFESSIONAL AND OTHER COMPANY SERVICES | S490 | PROFESSIONAL SERVICES DESIGN/CONSTRUCTION MANAGEMENT/SAFETY COORDINATOR PROJECT PHASE-SAFETY COORDINATOR EXECUTION PHASE/TESTS/EXPERTS/GEOLOGISTS | SPPT0024 | S PROFESSIONAL SERVICES SAFETY COORDINATOR PROJECT PHASE-SAFETY COORDINATOR EXECUTION PHASE Legislative Decree 81/08 as amended ELECTRICITY NETWORKS | LOW
C170 | PROFESSIONAL AND OTHER COMPANY SERVICES | S490 | PROFESSIONAL SERVICES DESIGN/CONSTRUCTION MANAGEMENT/SAFETY COORDINATOR PROJECT PHASE-SAFETY COORDINATOR EXECUTION PHASE/TESTS/EXPERTS/GEOLOGISTS | SPPT0025 | S PROFESSIONAL SERVICES SAFETY COORDINATOR PROJECT PHASE-SAFETY COORDINATOR EXECUTION PHASE Legislative Decree 81/08 as amended DH NETWORKS | LOW
C170 | PROFESSIONAL AND OTHER COMPANY SERVICES | S490 | PROFESSIONAL SERVICES DESIGN/CONSTRUCTION MANAGEMENT/SAFETY COORDINATOR PROJECT PHASE-SAFETY COORDINATOR EXECUTION PHASE/TESTS/EXPERTS/GEOLOGISTS | SPPT0029 | S PROFESSIONAL SERVICES SAFETY COORDINATOR PROJECT PHASE-SAFETY COORDINATOR EXECUTION PHASE Legislative Decree 81/08 as amended WATER/SEWERAGE NETWORKS | LOW
C170 | PROFESSIONAL AND OTHER COMPANY SERVICES | S490 | PROFESSIONAL SERVICES DESIGN/CONSTRUCTION MANAGEMENT/SAFETY COORDINATOR PROJECT PHASE-SAFETY COORDINATOR EXECUTION PHASE/TESTS/EXPERTS/GEOLOGISTS | SPPT0038 | S MECHANICAL DESIGN OF SYSTEMS AND DETAILS | LOW
C170 | PROFESSIONAL AND OTHER COMPANY SERVICES | S490 | PROFESSIONAL SERVICES DESIGN/CONSTRUCTION MANAGEMENT/SAFETY COORDINATOR PROJECT PHASE-SAFETY COORDINATOR EXECUTION PHASE/TESTS/EXPERTS/GEOLOGISTS | SPPT0070 | S DESIGN/MANAGEMENT OF WATER NETWORKS | LOW
C170 | PROFESSIONAL AND OTHER COMPANY SERVICES | S490 | PROFESSIONAL SERVICES DESIGN/CONSTRUCTION MANAGEMENT/SAFETY COORDINATOR PROJECT PHASE-SAFETY COORDINATOR EXECUTION PHASE/TESTS/EXPERTS/GEOLOGISTS | SPPT0071 | S DESIGN/MANAGEMENT OF SEWERAGE NETWORKS | LOW
C170 | PROFESSIONAL AND OTHER COMPANY SERVICES | S490 | PROFESSIONAL SERVICES DESIGN/CONSTRUCTION MANAGEMENT/SAFETY COORDINATOR PROJECT PHASE-SAFETY COORDINATOR EXECUTION PHASE/TESTS/EXPERTS/GEOLOGISTS | SPPT0072 | S DESIGN/MANAGEMENT OF GAS NETWORKS | LOW
C170 | PROFESSIONAL AND OTHER COMPANY SERVICES | S490 | PROFESSIONAL SERVICES DESIGN/CONSTRUCTION MANAGEMENT/SAFETY COORDINATOR PROJECT PHASE-SAFETY COORDINATOR EXECUTION PHASE/TESTS/EXPERTS/GEOLOGISTS | SPPT0073 | S DESIGN/SUPERVISION OF WORKS DH NETWORKS | LOW
C170 | PROFESSIONAL AND OTHER COMPANY SERVICES | S490 | PROFESSIONAL SERVICES DESIGN/CONSTRUCTION MANAGEMENT/SAFETY COORDINATOR PROJECT PHASE-SAFETY COORDINATOR EXECUTION PHASE/TESTS/EXPERTS/GEOLOGISTS | SPPT0074 | S DESIGN/CONSTRUCTION MANAGEMENT OF ELECTRIC DISTRIBUTION NETWORKS | LOW
C170 | PROFESSIONAL AND OTHER COMPANY SERVICES | S490 | PROFESSIONAL SERVICES DESIGN/CONSTRUCTION MANAGEMENT/SAFETY COORDINATOR PROJECT PHASE-SAFETY COORDINATOR EXECUTION PHASE/TESTS/EXPERTS/GEOLOGISTS | SPPT0075 | S DESIGN/CONSTRUCTION MANAGEMENT OF WATER PLANT SYSTEMS | LOW
C170 | PROFESSIONAL AND OTHER COMPANY SERVICES | S490 | PROFESSIONAL SERVICES DESIGN/CONSTRUCTION MANAGEMENT/SAFETY COORDINATOR PROJECT PHASE-SAFETY COORDINATOR EXECUTION PHASE/TESTS/EXPERTS/GEOLOGISTS | SPPT0076 | S DESIGN/CONSTRUCTION MANAGEMENT OF PURIFICATION PLANTS | LOW
C170 | PROFESSIONAL AND OTHER COMPANY SERVICES | S490 | PROFESSIONAL SERVICES DESIGN/CONSTRUCTION MANAGEMENT/SAFETY COORDINATOR PROJECT PHASE-SAFETY COORDINATOR EXECUTION PHASE/TESTS/EXPERTS/GEOLOGISTS | SPPT0078 | S DESIGN/CONSTRUCTION MANAGEMENT OF COGENERATION PLANTS AND DISTRICT HEATING | LOW
C170 | PROFESSIONAL AND OTHER COMPANY SERVICES | S490 | PROFESSIONAL SERVICES DESIGN/CONSTRUCTION MANAGEMENT/SAFETY COORDINATOR PROJECT PHASE-SAFETY COORDINATOR EXECUTION PHASE/TESTS/EXPERTS/GEOLOGISTS | SPPT0077 | S DESIGN/CONSTRUCTION MANAGEMENT OF GAS PLANT SYSTEMS | LOW
C170 | PROFESSIONAL AND OTHER COMPANY SERVICES | S490 | PROFESSIONAL SERVICES DESIGN/CONSTRUCTION MANAGEMENT/SAFETY COORDINATOR PROJECT PHASE-SAFETY COORDINATOR EXECUTION PHASE/TESTS/EXPERTS/GEOLOGISTS | SPPT0079 | S DESIGN/CONSTRUCTION MANAGEMENT OF INDUSTRIAL ELECTRICAL INSTALLATIONS | LOW
C170 | PROFESSIONAL AND OTHER COMPANY SERVICES | S490 | PROFESSIONAL SERVICES DESIGN/CONSTRUCTION MANAGEMENT/SAFETY COORDINATOR PROJECT PHASE-SAFETY COORDINATOR EXECUTION PHASE/TESTS/EXPERTS/GEOLOGISTS | SPPT0080 | S DESIGN/CONSTRUCTION MANAGEMENT OF HV/MV ELECTRICAL DISTRIBUTION SYSTEMS | LOW
C170 | PROFESSIONAL AND OTHER COMPANY SERVICES | S490 | PROFESSIONAL SERVICES DESIGN/CONSTRUCTION MANAGEMENT/SAFETY COORDINATOR PROJECT PHASE-SAFETY COORDINATOR EXECUTION PHASE/TESTS/EXPERTS/GEOLOGISTS | SPPT0004 | S DESIGN/CONSTRUCTION MANAGEMENT OF LANDFILLS AND ENVIRONMENTAL PLANT SYSTEMS | LOW
C170 | PROFESSIONAL AND OTHER COMPANY SERVICES | S490 | PROFESSIONAL SERVICES DESIGN/CONSTRUCTION MANAGEMENT/SAFETY COORDINATOR PROJECT PHASE-SAFETY COORDINATOR EXECUTION PHASE/TESTS/EXPERTS/GEOLOGISTS | SPPT0088 | S BIM MODELING SERVICES | LOW
C170 | PROFESSIONAL AND OTHER COMPANY SERVICES | S490 | PROFESSIONAL SERVICES DESIGN/CONSTRUCTION MANAGEMENT/SAFETY COORDINATOR PROJECT PHASE-SAFETY COORDINATOR EXECUTION PHASE/TESTS/EXPERTS/GEOLOGISTS | SPPT0027 | S PROFESSIONAL SERVICES-DESIGN AND CONSTRUCTION MANAGEMENT IN THE CIVIL AREA | LOW
C170 | PROFESSIONAL AND OTHER COMPANY SERVICES | S490 | PROFESSIONAL SERVICES DESIGN/CONSTRUCTION MANAGEMENT/SAFETY COORDINATOR PROJECT PHASE-SAFETY COORDINATOR EXECUTION PHASE/TESTS/EXPERTS/GEOLOGISTS | SPPT0032 | S PROFESSIONAL SERVICES-GEOLOGICAL STUDIES | LOW
C170 | PROFESSIONAL AND OTHER COMPANY SERVICES | S490 | PROFESSIONAL SERVICES DESIGN/CONSTRUCTION MANAGEMENT/SAFETY COORDINATOR PROJECT PHASE-SAFETY COORDINATOR EXECUTION PHASE/TESTS/EXPERTS/GEOLOGISTS | SPPT0003 | S PROFESSIONAL SERVICES IN AGRICULTURAL FORESTRY | LOW
C170 | PROFESSIONAL AND OTHER COMPANY SERVICES | S490 | PROFESSIONAL SERVICES DESIGN/CONSTRUCTION MANAGEMENT/SAFETY COORDINATOR PROJECT PHASE-SAFETY COORDINATOR EXECUTION PHASE/TESTS/EXPERTS/GEOLOGISTS | SPPT0046 | S ADMINISTRATIVE TECHNICAL FUNCTIONAL TESTING OF GAS/WATER/SEWERAGE NETWORKS | LOW
C170 | PROFESSIONAL AND OTHER COMPANY SERVICES | S490 | PROFESSIONAL SERVICES DESIGN/CONSTRUCTION MANAGEMENT/SAFETY COORDINATOR PROJECT PHASE-SAFETY COORDINATOR EXECUTION PHASE/TESTS/EXPERTS/GEOLOGISTS | SPPT0049 | S TECHNICAL TESTING ADMINISTRATIVE FUNCTION WATER/PURIFICATION PLANTS | LOW
C170 | PROFESSIONAL AND OTHER COMPANY SERVICES | S490 | PROFESSIONAL SERVICES DESIGN/CONSTRUCTION MANAGEMENT/SAFETY COORDINATOR PROJECT PHASE-SAFETY COORDINATOR EXECUTION PHASE/TESTS/EXPERTS/GEOLOGISTS | SPPT0050 | S ADMINISTRATIVE TECHNICAL FUNCTIONAL TESTING OF ELECTRICAL INSTALLATIONS | LOW
C170 | PROFESSIONAL AND OTHER COMPANY SERVICES | S490 | PROFESSIONAL SERVICES DESIGN/CONSTRUCTION MANAGEMENT/SAFETY COORDINATOR PROJECT PHASE-SAFETY COORDINATOR EXECUTION PHASE/TESTS/EXPERTS/GEOLOGISTS | SPPT0051 | S ADMINISTRATIVE TECHNICAL FUNCTIONAL TESTING OF ENVIRONMENT INSTALLATIONS | LOW
C170 | PROFESSIONAL AND OTHER COMPANY SERVICES | S490 | PROFESSIONAL SERVICES DESIGN/CONSTRUCTION MANAGEMENT/SAFETY COORDINATOR PROJECT PHASE-SAFETY COORDINATOR EXECUTION PHASE/TESTS/EXPERTS/GEOLOGISTS | SPPT0052 | S ADMINISTRATIVE TECHNICAL FUNCTIONAL TESTING OF LANDFILLS | LOW
C170 | PROFESSIONAL AND OTHER COMPANY SERVICES | S490 | PROFESSIONAL SERVICES DESIGN/CONSTRUCTION MANAGEMENT/SAFETY COORDINATOR PROJECT PHASE-SAFETY COORDINATOR EXECUTION PHASE/TESTS/EXPERTS/GEOLOGISTS | SPPT0040 | S STATIC TESTING OF STRUCTURAL WORKS | LOW
C170 | PROFESSIONAL AND OTHER COMPANY SERVICES | S490 | PROFESSIONAL SERVICES DESIGN/CONSTRUCTION MANAGEMENT/SAFETY COORDINATOR PROJECT PHASE-SAFETY COORDINATOR EXECUTION PHASE/TESTS/EXPERTS/GEOLOGISTS | SPPT0041 | S TECHNICAL APPRAISALS | LOW
C170 | PROFESSIONAL AND OTHER COMPANY SERVICES | S500 | OTHER TECHNICAL/SPECIALIST PROFESSIONAL SERVICES | SPPT0009 | S PROFESSIONAL SERVICES - AUDIT AND QUALITY CONTROL | LOW
C170 | PROFESSIONAL AND OTHER COMPANY SERVICES | S500 | OTHER TECHNICAL/SPECIALIST PROFESSIONAL SERVICES | SPPT0010 | S PROFESSIONAL SERVICES - PATENTS AND TRADE MARKS | LOW
C170 | PROFESSIONAL AND OTHER COMPANY SERVICES | S500 | OTHER TECHNICAL/SPECIALIST PROFESSIONAL SERVICES | SPPT0081 | S FLUID DYNAMIC NETWORK MODELING | LOW
C170 | PROFESSIONAL AND OTHER COMPANY SERVICES | S500 | OTHER TECHNICAL/SPECIALIST PROFESSIONAL SERVICES | SPPT0028 | S PROFESSIONAL SERVICES-TECHNICAL WASTE MANAGER-ADR | LOW
C170 | PROFESSIONAL AND OTHER COMPANY SERVICES | S500 | OTHER TECHNICAL/SPECIALIST PROFESSIONAL SERVICES | SPPT0030 | PROFESSIONAL SERVICES- SAFETY (NO SAFETY COORDINATOR PROJECT PHASE-SAFETY COORDINATOR EXECUTION PHASE AND NO ENVIRONMENTAL MONITOR) | LOW
C170 | PROFESSIONAL AND OTHER COMPANY SERVICES | S500 | OTHER TECHNICAL/SPECIALIST PROFESSIONAL SERVICES | SPPT0053 | S EXPLOSIVES CLEARANCE | LOW
C170 | PROFESSIONAL AND OTHER COMPANY SERVICES | S500 | OTHER TECHNICAL/SPECIALIST PROFESSIONAL SERVICES | SPPT0083 | S METEOROLOGY - FORECASTS | LOW
C170 | PROFESSIONAL AND OTHER COMPANY SERVICES | S500 | OTHER TECHNICAL/SPECIALIST PROFESSIONAL SERVICES | SPPT0084 | S SEISMIC MONITORING | LOW
C170 | PROFESSIONAL AND OTHER COMPANY SERVICES | S500 | OTHER TECHNICAL/SPECIALIST PROFESSIONAL SERVICES | SPPT0019 | S PROFESSIONAL SERVICES - ENVIRONMENTAL MONITORING | LOW
C170 | PROFESSIONAL AND OTHER COMPANY SERVICES | S500 | OTHER TECHNICAL/SPECIALIST PROFESSIONAL SERVICES | SPPT0085 | S ARCHAEOLOGICAL OPERATORS - INVESTIGATIONS | LOW
C170 | PROFESSIONAL AND OTHER COMPANY SERVICES | S500 | OTHER TECHNICAL/SPECIALIST PROFESSIONAL SERVICES | SPPT0086 | S SUPERVISION OF WTE MAINTENANCE ACTIVITIES | AVERAGE
C170 | PROFESSIONAL AND OTHER COMPANY SERVICES | S500 | OTHER TECHNICAL/SPECIALIST PROFESSIONAL SERVICES | SPPT0090 | S LOAD TESTS - INTERVENTIONS (CONSTRUCTION) | LOW
C170 | PROFESSIONAL AND OTHER COMPANY SERVICES | S500 | OTHER TECHNICAL/SPECIALIST PROFESSIONAL SERVICES | SPPT0099 | S PHONOMETRIC SURVEYS | LOW
C170 | PROFESSIONAL AND OTHER COMPANY SERVICES | S500 | OTHER TECHNICAL/SPECIALIST PROFESSIONAL SERVICES | SPPT0100 | S TOPOGRAPHICAL SURVEYS, PROPERTY DIVISIONS AND EXPROPRIATION PRACTICES | LOW
C170 | PROFESSIONAL AND OTHER COMPANY SERVICES | S500 | OTHER TECHNICAL/SPECIALIST PROFESSIONAL SERVICES | SPLA0018 | S PROFESSIONAL SERVICES - RADIOACTIVITY SURVEILLANCE AND RADIATION PROTECTION MEASURES | LOW
C170 | PROFESSIONAL AND OTHER COMPANY SERVICES | S500 | OTHER TECHNICAL/SPECIALIST PROFESSIONAL SERVICES | SPPT0116 | S DRILLING AND SOUNDING - GEOTECHNICAL AND GEORADAR SURVEYS | LOW
C170 | PROFESSIONAL AND OTHER COMPANY SERVICES | S500 | OTHER TECHNICAL/SPECIALIST PROFESSIONAL SERVICES | SPPT0012 | S PROFESSIONAL SERVICES-TENDER TECHNICAL/FINANCIAL CONTROLS | LOW
C170 | PROFESSIONAL AND OTHER COMPANY SERVICES | S500 | OTHER TECHNICAL/SPECIALIST PROFESSIONAL SERVICES | SPPT0023 | S PROFESSIONAL SERVICES- FINANCIAL APPRAISALS | LOW
C170 | PROFESSIONAL AND OTHER COMPANY SERVICES | S500 | OTHER TECHNICAL/SPECIALIST PROFESSIONAL SERVICES | SPPT0064 | S HELIOGRAPHIC SERVICES | LOW
C170 | PROFESSIONAL AND OTHER COMPANY SERVICES | S500 | OTHER TECHNICAL/SPECIALIST PROFESSIONAL SERVICES | SPPT0118 | S CHECK AND INSPECTIONS BY LOCAL HEALTH UNIT - INSTALLATIONS AND EQUIPMENT | LOW
C170 | PROFESSIONAL AND OTHER COMPANY SERVICES | S500 | OTHER TECHNICAL/SPECIALIST PROFESSIONAL SERVICES | SPPT0057 | S GIS AND CARTOGRAPHY SERVICES | LOW
C170 | PROFESSIONAL AND OTHER COMPANY SERVICES | S500 | OTHER TECHNICAL/SPECIALIST PROFESSIONAL SERVICES | SPPT0063 | S GRAPHIC AND CAD DRAWINGS | LOW
C170 | PROFESSIONAL AND OTHER COMPANY SERVICES | S510 | ADMINISTRATIVE, TAX, FINANCIAL SERVICES | SPPA0002 | S PROFESSIONAL SERVICES - CERTIFICATION OF FINANCIAL STATEMENTS | LOW
C170 | PROFESSIONAL AND OTHER COMPANY SERVICES | S510 | ADMINISTRATIVE, TAX, FINANCIAL SERVICES | SPPA0005 | S PROFESSIONAL SERVICES IN THE ADMINISTRATIVE FIELD | LOW
C170 | PROFESSIONAL AND OTHER COMPANY SERVICES | S510 | ADMINISTRATIVE, TAX, FINANCIAL SERVICES | SPPA0014 | S PROFESSIONAL SERVICES IN TAX AND FISCAL MATTERS | LOW
C170 | PROFESSIONAL AND OTHER COMPANY SERVICES | S510 | ADMINISTRATIVE, TAX, FINANCIAL SERVICES | SPPA0103 | S SECRETARIAT - SERVICE | LOW
C170 | PROFESSIONAL AND OTHER COMPANY SERVICES | S510 | ADMINISTRATIVE, TAX, FINANCIAL SERVICES | SPAB0096 | S DEBT COLLECTION SERVICE | LOW
C170 | PROFESSIONAL AND OTHER COMPANY SERVICES | S510 | ADMINISTRATIVE, TAX, FINANCIAL SERVICES | SPPT0061 | S ANALYSIS AND LINKING OF DATABASES | LOW
C170 | PROFESSIONAL AND OTHER COMPANY SERVICES | S510 | ADMINISTRATIVE, TAX, FINANCIAL SERVICES | SPPA0016 | S CARBON CREDITS | LOW
C170 | PROFESSIONAL AND OTHER COMPANY SERVICES | S520 | PROFESSIONAL SERVICES FOR ANALYSIS | SPLA0006 | S PROFESSIONAL SERVICES - CHEMICAL-PHYSICAL-MICROBIOL. ANALYSES | LOW
C170 | PROFESSIONAL AND OTHER COMPANY SERVICES | S530 | INFORMATION TECHNOLOGY SERVICES | SPPI0073 | S HOSTING-OUTSOURCING | LOW
C170 | PROFESSIONAL AND OTHER COMPANY SERVICES | S530 | INFORMATION TECHNOLOGY SERVICES | SPPI0044 | S PROFESSIONAL SERVICES- SOFTWARE DEVELOPMENT AND COMPUTER PROGRAMMES | AVERAGE
C170 | PROFESSIONAL AND OTHER COMPANY SERVICES | S530 | INFORMATION TECHNOLOGY SERVICES | SPPI0045 | S WEB AGENCY SERVICES | AVERAGE
C170 | PROFESSIONAL AND OTHER COMPANY SERVICES | S540 | DOCUMENTARY PROCESSES (BACK OFFICE/FILING/PRINT/POSTING) | SPPI0066 | S INVOICE PRINTING SERVICES | AVERAGE
C170 | PROFESSIONAL AND OTHER COMPANY SERVICES | S540 | DOCUMENTARY PROCESSES (BACK OFFICE/FILING/PRINT/POSTING) | SPPI0124 | S INVOICE POSTING SERVICES | AVERAGE
C170 | PROFESSIONAL AND OTHER COMPANY SERVICES | S540 | DOCUMENTARY PROCESSES (BACK OFFICE/FILING/PRINT/POSTING) | SPPI0070 | S DOCUMENTARY PROCESS MANAGEMENT - FILE SYSTEM - SERVICE | LOW
C170 | PROFESSIONAL AND OTHER COMPANY SERVICES | S540 | DOCUMENTARY PROCESSES (BACK OFFICE/FILING/PRINT/POSTING) | SPPI0074 | S SALARY ENVELOPING AND PRINTOUT SERVICE | LOW
C170 | PROFESSIONAL AND OTHER COMPANY SERVICES | S540 | DOCUMENTARY PROCESSES (BACK OFFICE/FILING/PRINT/POSTING) | SPPI0105 | S DATA PROCESSING - ELECTRONIC FILING SERVICES (BACK OFFICE) | AVERAGE
C170 | PROFESSIONAL AND OTHER COMPANY SERVICES | S550 | COMMUNICATION/ADVERTISING/CUSTOMER SERVICES | SPPC0016 | S PROFESSIONAL SERVICES - MARKET SURVEYS | LOW
C170 | PROFESSIONAL AND OTHER COMPANY SERVICES | S550 | COMMUNICATION/ADVERTISING/CUSTOMER SERVICES | SPPC0027 | S PROFESSIONAL SERVICES FOR PUBLIC RELATIONS | LOW
C170 | PROFESSIONAL AND OTHER COMPANY SERVICES | S550 | COMMUNICATION/ADVERTISING/CUSTOMER SERVICES | SPPC0028 | S PROFESSIONAL SERVICES FOR PROMOTIONAL EVENTS | LOW
C170 | PROFESSIONAL AND OTHER COMPANY SERVICES | S550 | COMMUNICATION/ADVERTISING/CUSTOMER SERVICES | SLRA0014 | S BANQUETS AND RECEPTIONS - SERVICE | LOW
C170 | PROFESSIONAL AND OTHER COMPANY SERVICES | S550 | COMMUNICATION/ADVERTISING/CUSTOMER SERVICES | SPPC0095 | S VIDEO PRODUCTION AND DUBBING SERVICE | LOW
C170 | PROFESSIONAL AND OTHER COMPANY SERVICES | S550 | COMMUNICATION/ADVERTISING/CUSTOMER SERVICES | SPPC0107 | S ADVERTISING SPACE AND RADIO/TV/WEB SPOTS | LOW
C170 | PROFESSIONAL AND OTHER COMPANY SERVICES | S550 | COMMUNICATION/ADVERTISING/CUSTOMER SERVICES | SPPC0110 | S STUDIES AND RESEARCH - PARTICIPATION | LOW
C170 | PROFESSIONAL AND OTHER COMPANY SERVICES | S550 | COMMUNICATION/ADVERTISING/CUSTOMER SERVICES | SPPC0114 | S TRANSLATIONS | LOW
C170 | PROFESSIONAL AND OTHER COMPANY SERVICES | S550 | COMMUNICATION/ADVERTISING/CUSTOMER SERVICES | SPPC0129 | S CUSTOMER SATISFACTION - SURVEYS | AVERAGE
C170 | PROFESSIONAL AND OTHER COMPANY SERVICES | S550 | COMMUNICATION/ADVERTISING/CUSTOMER SERVICES | SPPC0062 | S GRAPHIC OFFICES: GRAPHICS, PRINTING, PUBLIC MATERIALS DELIVERY INTEGRATED SERVICE | AVERAGE
C170 | PROFESSIONAL AND OTHER COMPANY SERVICES | S550 | COMMUNICATION/ADVERTISING/CUSTOMER SERVICES | SPPC0055 | S CONTACT CENTRE AND CALL CENTRE | AVERAGE
C170 | PROFESSIONAL AND OTHER COMPANY SERVICES | S550 | COMMUNICATION/ADVERTISING/CUSTOMER SERVICES | SPPC0072 | S ADVERTISING GRAPHICS | LOW
C170 | PROFESSIONAL AND OTHER COMPANY SERVICES | S550 | COMMUNICATION/ADVERTISING/CUSTOMER SERVICES | SPPC0106 | S TENDER AND LEGAL NOTICES | LOW
C170 | PROFESSIONAL AND OTHER COMPANY SERVICES | S560 | TELECOMMUNICATIONS SERVICES AND CONSULTANCY | SPTL0038 | S PROFESSIONAL SERVICES -PROGRAMMING OF INTERNAL TELECOMMUNICATION INSTALLATIONS/NETWORKS | LOW
C170 | PROFESSIONAL AND OTHER COMPANY SERVICES | S560 | TELECOMMUNICATIONS SERVICES AND CONSULTANCY | SPTL0039 | S ROFESSIONAL SERVICES- PROGRAMMING OF EXTERNAL TELECOMMUNICATION INSTALLATIONS/NETWORKS | LOW
C170 | PROFESSIONAL AND OTHER COMPANY SERVICES | S560 | TELECOMMUNICATIONS SERVICES AND CONSULTANCY | SPTL0092 | S INTERNET PROVIDER - SERVICES | AVERAGE
C170 | PROFESSIONAL AND OTHER COMPANY SERVICES | S570 | HEALTH SERVICES AND CONSULTANCY | SPSA0041 | S PROFESSIONAL SERVICES- DOCTORS AND PREVENTIVE MEDICINE | LOW
C170 | PROFESSIONAL AND OTHER COMPANY SERVICES | S580 | WELFARE MANAGEMENT CONSULTANCY | SPPE0046 | S FLEXIBLE BENEFITS - EMPLOYEE SUBSCRIPTIONS AND AGREEMENTS | LOW
C170 | PROFESSIONAL AND OTHER COMPANY SERVICES | S590 | INTERIM SERVICES AND PROCESS OUTSOURCING | SPCO0078 | S TEMPORARY WORK | LOW
C180 | MAINTENANCE AND SPECIALISED NETWORK SERVICES | S600 | MAINTENANCE/SPECIALIST SERVICES ON FPG (FAMILY PURCH.GROUP), DH, EE, TLC NETWORKS | SPRE0119 | S VIDEO INSPECTIONS IN PIPELINES AND WELLS | LOW
C180 | MAINTENANCE AND SPECIALISED NETWORK SERVICES | S600 | MAINTENANCE/SPECIALIST SERVICES ON FPG (FAMILY PURCH.GROUP), DH, EE, TLC NETWORKS | SPRE0058 | S SEARCH FOR WATER PIPE LEAKS SERVICE | LOW
C180 | MAINTENANCE AND SPECIALISED NETWORK SERVICES | S600 | MAINTENANCE/SPECIALIST SERVICES ON FPG (FAMILY PURCH.GROUP), DH, EE, TLC NETWORKS | SPRE0077 | S PIPELINE/RESERVOIR/TANK WASHING AND DISINFECTION | LOW
C180 | MAINTENANCE AND SPECIALISED NETWORK SERVICES | S600 | MAINTENANCE/SPECIALIST SERVICES ON FPG (FAMILY PURCH.GROUP), DH, EE, TLC NETWORKS | SPRE0132 | S TRANSPORT OF DRINKING WATER BY TANKER TRUCKS | AVERAGE
C180 | MAINTENANCE AND SPECIALISED NETWORK SERVICES | S600 | MAINTENANCE/SPECIALIST SERVICES ON FPG (FAMILY PURCH.GROUP), DH, EE, TLC NETWORKS | SLNO0021 | S CYLINDER TRUCKS - RENTAL | AVERAGE
C180 | MAINTENANCE AND SPECIALISED NETWORK SERVICES | S600 | MAINTENANCE/SPECIALIST SERVICES ON FPG (FAMILY PURCH.GROUP), DH, EE, TLC NETWORKS | MRSA0118 | S PE PIPE WELDERS - POLIWELDER/BUTT WELDERS - MAINTENANCE | LOW
C180 | MAINTENANCE AND SPECIALISED NETWORK SERVICES | S600 | MAINTENANCE/SPECIALIST SERVICES ON FPG (FAMILY PURCH.GROUP), DH, EE, TLC NETWORKS | MRSA0119 | S WELDING - EQUIPMENT (ALSO OXYCUT LANCES) - MAINTENANCE | LOW
C180 | MAINTENANCE AND SPECIALISED NETWORK SERVICES | S600 | MAINTENANCE/SPECIALIST SERVICES ON FPG (FAMILY PURCH.GROUP), DH, EE, TLC NETWORKS | MRMT0057 | S TELEMETERING AND REMOTE CONTROL SYSTEMS - MAINT. | LOW
C180 | MAINTENANCE AND SPECIALISED NETWORK SERVICES | S600 | MAINTENANCE/SPECIALIST SERVICES ON FPG (FAMILY PURCH.GROUP), DH, EE, TLC NETWORKS | MRIE0025 | S ELECTRICAL AND TELEPHONE WIRING - SERVICE | LOW
C180 | MAINTENANCE AND SPECIALISED NETWORK SERVICES | S600 | MAINTENANCE/SPECIALIST SERVICES ON FPG (FAMILY PURCH.GROUP), DH, EE, TLC NETWORKS | SPRE0097 | S GAS AND WATER PIPE LEAK DETECTION - SERVICE | LOW
C180 | MAINTENANCE AND SPECIALISED NETWORK SERVICES | S600 | MAINTENANCE/SPECIALIST SERVICES ON FPG (FAMILY PURCH.GROUP), DH, EE, TLC NETWORKS | SPRE0112 | S PIPE PLUGGING - SERVICE AND MAINTENANCE | LOW
C180 | MAINTENANCE AND SPECIALISED NETWORK SERVICES | S610 | METER READING AND MAINTENANCE/METER MARKING | MRMS0081 | S AUXILIARY ACTIVITY METERS | HIGH
C180 | MAINTENANCE AND SPECIALISED NETWORK SERVICES | S610 | METER READING AND MAINTENANCE/METER MARKING | SPRE0131 | S METER READING AND VERIFICATION | AVERAGE
C180 | MAINTENANCE AND SPECIALISED NETWORK SERVICES | S610 | METER READING AND MAINTENANCE/METER MARKING | MRMS0165 | S REPAIR AND MARKING OF METHANE GAS METERS | LOW
C190 | PLANT/EQUIPMENT MAINTENANCE AND OPERATION SERVICES | S620 | PLANT/MACHINERY/VEHICLES/EQUIPMENT RENTALS | SLNO0015 | S PREFABS CABINS - RENTAL | LOW
C190 | PLANT/EQUIPMENT MAINTENANCE AND OPERATION SERVICES | S620 | PLANT/MACHINERY/VEHICLES/EQUIPMENT RENTALS | SLNO0019 | S FORKLIFTS - RENTAL | LOW
C190 | PLANT/EQUIPMENT MAINTENANCE AND OPERATION SERVICES | S620 | PLANT/MACHINERY/VEHICLES/EQUIPMENT RENTALS | SLNO0029 | S CHEMICAL TOILETS - RENTAL | LOW
C190 | PLANT/EQUIPMENT MAINTENANCE AND OPERATION SERVICES | S620 | PLANT/MACHINERY/VEHICLES/EQUIPMENT RENTALS | SLNO0034 | S CHEMICAL DOSING PLANTS - RENTAL | LOW
C190 | PLANT/EQUIPMENT MAINTENANCE AND OPERATION SERVICES | S620 | PLANT/MACHINERY/VEHICLES/EQUIPMENT RENTALS | SLNO0035 | S REFRIGERATION EQUIPMENT - RENTAL | LOW
C190 | PLANT/EQUIPMENT MAINTENANCE AND OPERATION SERVICES | S620 | PLANT/MACHINERY/VEHICLES/EQUIPMENT RENTALS | SLNO0038 | S PILOT PLANT FOR WASTEWATER TREATMENT PLANTS-RENTAL | LOW
C190 | PLANT/EQUIPMENT MAINTENANCE AND OPERATION SERVICES | S620 | PLANT/MACHINERY/VEHICLES/EQUIPMENT RENTALS | SLNO0050 | S FLOW METERS - RENTAL | LOW
C190 | PLANT/EQUIPMENT MAINTENANCE AND OPERATION SERVICES | S620 | PLANT/MACHINERY/VEHICLES/EQUIPMENT RENTALS | SLNO0052 | S METAL SCAFFOLDING -RENTAL | LOW
C190 | PLANT/EQUIPMENT MAINTENANCE AND OPERATION SERVICES | S620 | PLANT/MACHINERY/VEHICLES/EQUIPMENT RENTALS | SLNO0070 | S UNINTERRUPTIBLE POWER SUPPLY UNITS-RENTAL | LOW
C190 | PLANT/EQUIPMENT MAINTENANCE AND OPERATION SERVICES | S620 | PLANT/MACHINERY/VEHICLES/EQUIPMENT RENTALS | SLNO0079 | S RENTAL OF ELECTRICAL/ELECTRONIC EQUIPMENT | LOW
C190 | PLANT/EQUIPMENT MAINTENANCE AND OPERATION SERVICES | S620 | PLANT/MACHINERY/VEHICLES/EQUIPMENT RENTALS | SLNO0066 | S WASTE SHREDDING/SORTING - MACHINERY - RENTAL | LOW
C190 | PLANT/EQUIPMENT MAINTENANCE AND OPERATION SERVICES | S620 | PLANT/MACHINERY/VEHICLES/EQUIPMENT RENTALS | SLNO0073 | S WASTE-MOVING MACHINER- Y RENTAL | LOW
C190 | PLANT/EQUIPMENT MAINTENANCE AND OPERATION SERVICES | S620 | PLANT/MACHINERY/VEHICLES/EQUIPMENT RENTALS | SLNO0075 | S WEIGHING SYSTEMS - RENTAL | LOW
C190 | PLANT/EQUIPMENT MAINTENANCE AND OPERATION SERVICES | S620 | PLANT/MACHINERY/VEHICLES/EQUIPMENT RENTALS | SLNO0068 | S ROLL-OFF BIN RENTAL | LOW
C190 | PLANT/EQUIPMENT MAINTENANCE AND OPERATION SERVICES | S620 | PLANT/MACHINERY/VEHICLES/EQUIPMENT RENTALS | SLNO0074 | S RENTAL OF WASTE COLLECTION BINS | LOW
C190 | PLANT/EQUIPMENT MAINTENANCE AND OPERATION SERVICES | S620 | PLANT/MACHINERY/VEHICLES/EQUIPMENT RENTALS | SLNO0011 | S TRUCKS -RENTAL | LOW
C190 | PLANT/EQUIPMENT MAINTENANCE AND OPERATION SERVICES | S620 | PLANT/MACHINERY/VEHICLES/EQUIPMENT RENTALS | SLNO0012 | S MOBILE CRANES - RENTAL | LOW
C190 | PLANT/EQUIPMENT MAINTENANCE AND OPERATION SERVICES | S620 | PLANT/MACHINERY/VEHICLES/EQUIPMENT RENTALS | SLNO0013 | S VEHICLES -RENTAL | LOW
C190 | PLANT/EQUIPMENT MAINTENANCE AND OPERATION SERVICES | S620 | PLANT/MACHINERY/VEHICLES/EQUIPMENT RENTALS | SLNO0045 | S EARTHMOVING MACHINES - RENTAL | LOW
C190 | PLANT/EQUIPMENT MAINTENANCE AND OPERATION SERVICES | S630 | MAINTENANCE SERVICES AND MANAGEMENT OF FPG (FAMILY PURCH.GROUP), DH, EE, TLC SYSTEMS | SPRE0081 | S MAINTENANCE OF TECHNICAL GAS SYSTEMS (DECOMPRESSION CENTRES) | LOW
C190 | PLANT/EQUIPMENT MAINTENANCE AND OPERATION SERVICES | S630 | MAINTENANCE SERVICES AND MANAGEMENT OF FPG (FAMILY PURCH.GROUP), DH, EE, TLC SYSTEMS | SPRE0098 | S REGENERATION ACTIVATED CARBON - SERVICE | LOW
C190 | PLANT/EQUIPMENT MAINTENANCE AND OPERATION SERVICES | S630 | MAINTENANCE SERVICES AND MANAGEMENT OF FPG (FAMILY PURCH.GROUP), DH, EE, TLC SYSTEMS | SPRE0130 | S INTEGRATED WATER CYCLE SYSTEMS - MANAGEMENT | AVERAGE
C190 | PLANT/EQUIPMENT MAINTENANCE AND OPERATION SERVICES | S630 | MAINTENANCE SERVICES AND MANAGEMENT OF FPG (FAMILY PURCH.GROUP), DH, EE, TLC SYSTEMS | MRTR0121 | S FIBREGLASS TANKS - MAINTENANCE | AVERAGE
C190 | PLANT/EQUIPMENT MAINTENANCE AND OPERATION SERVICES | S630 | MAINTENANCE SERVICES AND MANAGEMENT OF FPG (FAMILY PURCH.GROUP), DH, EE, TLC SYSTEMS | SPRE0115 | S INTERNAL TREATMENTS FOR TANKS | AVERAGE
C190 | PLANT/EQUIPMENT MAINTENANCE AND OPERATION SERVICES | S630 | MAINTENANCE SERVICES AND MANAGEMENT OF FPG (FAMILY PURCH.GROUP), DH, EE, TLC SYSTEMS | MRTR0143 | S WATER TREATMENT PLANT MAINTENANCE | AVERAGE
C190 | PLANT/EQUIPMENT MAINTENANCE AND OPERATION SERVICES | S630 | MAINTENANCE SERVICES AND MANAGEMENT OF FPG (FAMILY PURCH.GROUP), DH, EE, TLC SYSTEMS | SPRE0093 | S GRILL CLEANING - SERVICE | AVERAGE
C190 | PLANT/EQUIPMENT MAINTENANCE AND OPERATION SERVICES | S630 | MAINTENANCE SERVICES AND MANAGEMENT OF FPG (FAMILY PURCH.GROUP), DH, EE, TLC SYSTEMS | MRIE0045 | S ELECTRICITY - PLANTS - CHECKS | LOW
C190 | PLANT/EQUIPMENT MAINTENANCE AND OPERATION SERVICES | S630 | MAINTENANCE SERVICES AND MANAGEMENT OF FPG (FAMILY PURCH.GROUP), DH, EE, TLC SYSTEMS | MRIE0044 | S ELECTRICITY - INDUSTRIAL PLANT MAINTENANCE | AVERAGE
C190 | PLANT/EQUIPMENT MAINTENANCE AND OPERATION SERVICES | S630 | MAINTENANCE SERVICES AND MANAGEMENT OF FPG (FAMILY PURCH.GROUP), DH, EE, TLC SYSTEMS | MRIE0135 | S ELECTRICAL TRANSFORMERS - MAINTENANCE | AVERAGE
C190 | PLANT/EQUIPMENT MAINTENANCE AND OPERATION SERVICES | S630 | MAINTENANCE SERVICES AND MANAGEMENT OF FPG (FAMILY PURCH.GROUP), DH, EE, TLC SYSTEMS | MRIE0136 | S HV/MV/LV POWER TRANSFORMERS - MAINTENANCE | AVERAGE
C190 | PLANT/EQUIPMENT MAINTENANCE AND OPERATION SERVICES | S630 | MAINTENANCE SERVICES AND MANAGEMENT OF FPG (FAMILY PURCH.GROUP), DH, EE, TLC SYSTEMS | MRIE0158 | S MAINTENANCE OF GENERATORS AND UNINTERRUPTIBLE POWER SUPPLIES | AVERAGE
C190 | PLANT/EQUIPMENT MAINTENANCE AND OPERATION SERVICES | S630 | MAINTENANCE SERVICES AND MANAGEMENT OF FPG (FAMILY PURCH.GROUP), DH, EE, TLC SYSTEMS | MRRU0072 | S SPECIALISED LABOR CARPENTRY / PLUMBING WORK | LOW
C190 | PLANT/EQUIPMENT MAINTENANCE AND OPERATION SERVICES | S630 | MAINTENANCE SERVICES AND MANAGEMENT OF FPG (FAMILY PURCH.GROUP), DH, EE, TLC SYSTEMS | MRFL0054 | S IRRIGATION SYSTEMS - MAINTENANCE | LOW
C190 | PLANT/EQUIPMENT MAINTENANCE AND OPERATION SERVICES | S630 | MAINTENANCE SERVICES AND MANAGEMENT OF FPG (FAMILY PURCH.GROUP), DH, EE, TLC SYSTEMS | MROF0058 | S HYDRAULIC AND PNEUMATIC SYSTEMS - OVERHAUL AND MAINTENANCE | LOW
C190 | PLANT/EQUIPMENT MAINTENANCE AND OPERATION SERVICES | S630 | MAINTENANCE SERVICES AND MANAGEMENT OF FPG (FAMILY PURCH.GROUP), DH, EE, TLC SYSTEMS | MRRU0056 | S OXYGEN PRODUCTION PLANTS - MAINTENANCE | AVERAGE
C190 | PLANT/EQUIPMENT MAINTENANCE AND OPERATION SERVICES | S630 | MAINTENANCE SERVICES AND MANAGEMENT OF FPG (FAMILY PURCH.GROUP), DH, EE, TLC SYSTEMS | MRRU0041 | S WATER PURIFICATION - PLANT SYSTEMS - MAINTENANCE | AVERAGE
C190 | PLANT/EQUIPMENT MAINTENANCE AND OPERATION SERVICES | S630 | MAINTENANCE SERVICES AND MANAGEMENT OF FPG (FAMILY PURCH.GROUP), DH, EE, TLC SYSTEMS | MRMM0002 | S SUBMERSIBLE AERATORS OF DEPURATION PLANT SYSTEMS - MAINTENANCE | AVERAGE
C190 | PLANT/EQUIPMENT MAINTENANCE AND OPERATION SERVICES | S630 | MAINTENANCE SERVICES AND MANAGEMENT OF FPG (FAMILY PURCH.GROUP), DH, EE, TLC SYSTEMS | MRRU0152 | S GAS ODOURISATION SYSTEMS - MAINTENANCE | AVERAGE
C190 | PLANT/EQUIPMENT MAINTENANCE AND OPERATION SERVICES | S630 | MAINTENANCE SERVICES AND MANAGEMENT OF FPG (FAMILY PURCH.GROUP), DH, EE, TLC SYSTEMS | MRMS0147 | S GAS REDUCER, CORRECTOR AND MEASURING GROUPS - MAINTENANCE | AVERAGE
C190 | PLANT/EQUIPMENT MAINTENANCE AND OPERATION SERVICES | S630 | MAINTENANCE SERVICES AND MANAGEMENT OF FPG (FAMILY PURCH.GROUP), DH, EE, TLC SYSTEMS | LSTC0019 | L (OS28) (OS28) MANAGMENT OF THERMAL/COGENERATION AND DISTRICT HEATING PLANT SYSTEMS | AVERAGE
C190 | PLANT/EQUIPMENT MAINTENANCE AND OPERATION SERVICES | S630 | MAINTENANCE SERVICES AND MANAGEMENT OF FPG (FAMILY PURCH.GROUP), DH, EE, TLC SYSTEMS | MRIE0154 | S ORDINARY MAINTENANCE OF PUBLIC LIGHTING AND TRAFFIC LIGHT SYSTEMS | AVERAGE
C190 | PLANT/EQUIPMENT MAINTENANCE AND OPERATION SERVICES | S640 | MAINTENANCE AND OPERATION SERVICES FOR ENVIRONMENTAL FACILITIES | MRRU0061 | S SLUDGE TREATMENT PLANTS- MAINTENANCE AND SPARE PARTS | LOW
C190 | PLANT/EQUIPMENT MAINTENANCE AND OPERATION SERVICES | S640 | MAINTENANCE AND OPERATION SERVICES FOR ENVIRONMENTAL FACILITIES | MRRU0076 | S MAINTENANCE TC ABSORBERS | LOW
C190 | PLANT/EQUIPMENT MAINTENANCE AND OPERATION SERVICES | S640 | MAINTENANCE AND OPERATION SERVICES FOR ENVIRONMENTAL FACILITIES | MRRU0078 | S MAINTENANCE TC BURNERS | AVERAGE
C190 | PLANT/EQUIPMENT MAINTENANCE AND OPERATION SERVICES | S640 | MAINTENANCE AND OPERATION SERVICES FOR ENVIRONMENTAL FACILITIES | MRRU0086 | S MAINTENANCE 'SCALES' PROCEDURE | LOW
C190 | PLANT/EQUIPMENT MAINTENANCE AND OPERATION SERVICES | S640 | MAINTENANCE AND OPERATION SERVICES FOR ENVIRONMENTAL FACILITIES | MRRU0145 | S DISTRIBUTED CONTROL SYSTEM MAINTENANCE | LOW
C190 | PLANT/EQUIPMENT MAINTENANCE AND OPERATION SERVICES | S640 | MAINTENANCE AND OPERATION SERVICES FOR ENVIRONMENTAL FACILITIES | MRRU0096 | S CONVEYOR AND LIFTING BELTS - MAINTENANCE | LOW
C190 | PLANT/EQUIPMENT MAINTENANCE AND OPERATION SERVICES | S640 | MAINTENANCE AND OPERATION SERVICES FOR ENVIRONMENTAL FACILITIES | MRFL0030 | S BRIDGE CRANES - MAINTENANCE | LOW
C190 | PLANT/EQUIPMENT MAINTENANCE AND OPERATION SERVICES | S640 | MAINTENANCE AND OPERATION SERVICES FOR ENVIRONMENTAL FACILITIES | MRRU0120 | S HEAT EXCHANGERS - MAINTENANCE | LOW
C190 | PLANT/EQUIPMENT MAINTENANCE AND OPERATION SERVICES | S640 | MAINTENANCE AND OPERATION SERVICES FOR ENVIRONMENTAL FACILITIES | MRRU0138 | S WASTE SHREDDING/SELECTION - MACHINERY - MAINTENANCE | AVERAGE
C190 | PLANT/EQUIPMENT MAINTENANCE AND OPERATION SERVICES | S640 | MAINTENANCE AND OPERATION SERVICES FOR ENVIRONMENTAL FACILITIES | MRRU0139 | S TURBOEXPANDER - MAINTEN. | AVERAGE
C190 | PLANT/EQUIPMENT MAINTENANCE AND OPERATION SERVICES | S640 | MAINTENANCE AND OPERATION SERVICES FOR ENVIRONMENTAL FACILITIES | MRIE0171 | S POWER GENERATION PLANT MAINTENANCE | AVERAGE
C190 | PLANT/EQUIPMENT MAINTENANCE AND OPERATION SERVICES | S640 | MAINTENANCE AND OPERATION SERVICES FOR ENVIRONMENTAL FACILITIES | MRRU0146 | S ENERGY SAVING INDEX SOFTWARE/HARDWARE MAINTENANCE/SUPPORT AND ANALYSIS OF FLU GASES | LOW
C190 | PLANT/EQUIPMENT MAINTENANCE AND OPERATION SERVICES | S640 | MAINTENANCE AND OPERATION SERVICES FOR ENVIRONMENTAL FACILITIES | MRRU0149 | S CLADDING ON TUBE BUNDLE OF WASTE-TO-ENERGY PLANT | AVERAGE
C190 | PLANT/EQUIPMENT MAINTENANCE AND OPERATION SERVICES | S640 | MAINTENANCE AND OPERATION SERVICES FOR ENVIRONMENTAL FACILITIES | MRRU0151 | S FLU GAS PURIFICATION SYSTEMS - MAINTENANCE | LOW
C190 | PLANT/EQUIPMENT MAINTENANCE AND OPERATION SERVICES | S640 | MAINTENANCE AND OPERATION SERVICES FOR ENVIRONMENTAL FACILITIES | MRRU0159 | S BIOGAS COLLECTION PLANT MAINTENANCE | LOW
C190 | PLANT/EQUIPMENT MAINTENANCE AND OPERATION SERVICES | S640 | MAINTENANCE AND OPERATION SERVICES FOR ENVIRONMENTAL FACILITIES | MRRU0160 | S MECHANICAL AND THERMOHYDRAULICS MAINTENANCE OF WASTE-TO-ENERGY PLANT | AVERAGE
C190 | PLANT/EQUIPMENT MAINTENANCE AND OPERATION SERVICES | S640 | MAINTENANCE AND OPERATION SERVICES FOR ENVIRONMENTAL FACILITIES | MRRU0162 | S SCALES FOR LANDFILLS/PLANTS-MAINTENANCE AND CALIBRATION | LOW
C190 | PLANT/EQUIPMENT MAINTENANCE AND OPERATION SERVICES | S640 | MAINTENANCE AND OPERATION SERVICES FOR ENVIRONMENTAL FACILITIES | MRRU0164 | L REFRACTORY MATERIALS IN GENERAL-REALISATION AND -MAINTENANCE | LOW
C190 | PLANT/EQUIPMENT MAINTENANCE AND OPERATION SERVICES | S640 | MAINTENANCE AND OPERATION SERVICES FOR ENVIRONMENTAL FACILITIES | MRRU0168 | S FLU GAS ANALYSIS CABIN INSTRUMENTATION | LOW
C190 | PLANT/EQUIPMENT MAINTENANCE AND OPERATION SERVICES | S640 | MAINTENANCE AND OPERATION SERVICES FOR ENVIRONMENTAL FACILITIES | SAGE0039 | S CAT.2C - CAT.2C COLLECTION CENTRES MANAGEMENT ACTIVITIES | AVERAGE
C190 | PLANT/EQUIPMENT MAINTENANCE AND OPERATION SERVICES | S640 | MAINTENANCE AND OPERATION SERVICES FOR ENVIRONMENTAL FACILITIES | SLGS0020 | S LOADING/UNLOADING AND INDUSTRIAL CLEANING OF YARDS-SERVICE | AVERAGE
C190 | PLANT/EQUIPMENT MAINTENANCE AND OPERATION SERVICES | S640 | MAINTENANCE AND OPERATION SERVICES FOR ENVIRONMENTAL FACILITIES | SAGE0045 | S MANAGEMENT OF WASTE SELECTION AND RECOVERY PLANTS | AVERAGE
C190 | PLANT/EQUIPMENT MAINTENANCE AND OPERATION SERVICES | S640 | MAINTENANCE AND OPERATION SERVICES FOR ENVIRONMENTAL FACILITIES | SAGE0074 | S OPERATIONAL MANAGEMENT OF WASTE LANDFILLS | AVERAGE
C190 | PLANT/EQUIPMENT MAINTENANCE AND OPERATION SERVICES | S640 | MAINTENANCE AND OPERATION SERVICES FOR ENVIRONMENTAL FACILITIES | SAGE0038 | S ADMINISTRATIVE MANAGEMENT OF LANDFILLS/PLANTS | AVERAGE
C190 | PLANT/EQUIPMENT MAINTENANCE AND OPERATION SERVICES | S640 | MAINTENANCE AND OPERATION SERVICES FOR ENVIRONMENTAL FACILITIES | MRAM0154 | S UNDERGROUND SEPARATE WASTE COLLECTION AREAS - MAINTENANCE (INCLUDING WASHING) | AVERAGE
C190 | PLANT/EQUIPMENT MAINTENANCE AND OPERATION SERVICES | S640 | MAINTENANCE AND OPERATION SERVICES FOR ENVIRONMENTAL FACILITIES | MRAM0080 | S ROLL-OFF BIN MAINTENANCE | LOW
C190 | PLANT/EQUIPMENT MAINTENANCE AND OPERATION SERVICES | S650 | OTHER PLANT AND EQUIPMENT MAINTENANCE SERVICES | MRAM0036 | S WASTE PAPER BINS - MAINTENANCE AND REPAIR | AVERAGE
C190 | PLANT/EQUIPMENT MAINTENANCE AND OPERATION SERVICES | S650 | OTHER PLANT AND EQUIPMENT MAINTENANCE SERVICES | MRAM0040 | S DEODORISATION - SYSTEMS - MAINTENANCE | AVERAGE
C190 | PLANT/EQUIPMENT MAINTENANCE AND OPERATION SERVICES | S650 | OTHER PLANT AND EQUIPMENT MAINTENANCE SERVICES | MRAM0089 | S METEOROLOGY/ATMOSPHERIC POLLUTION INSTRUMENTS - MAINTENANCE. | LOW
C190 | PLANT/EQUIPMENT MAINTENANCE AND OPERATION SERVICES | S650 | OTHER PLANT AND EQUIPMENT MAINTENANCE SERVICES | MRAM0095 | S CHAINSAWS - BRUSHCUTTERS - MAINTENANCE | LOW
C190 | PLANT/EQUIPMENT MAINTENANCE AND OPERATION SERVICES | S650 | OTHER PLANT AND EQUIPMENT MAINTENANCE SERVICES | MRMT0110 | S RADIO LINKS - EQUIPMENT - REPAIRS | LOW
C190 | PLANT/EQUIPMENT MAINTENANCE AND OPERATION SERVICES | S650 | OTHER PLANT AND EQUIPMENT MAINTENANCE SERVICES | MRMT0111 | S TWO-WAY RADIOS - MAINTENANCE AND REPAIR | LOW
C190 | PLANT/EQUIPMENT MAINTENANCE AND OPERATION SERVICES | S650 | OTHER PLANT AND EQUIPMENT MAINTENANCE SERVICES | MRMT0133 | S TELEPHONES AND DEVICES FOR LANDLINE TELEPHONES - MAINTENANCE | LOW
C190 | PLANT/EQUIPMENT MAINTENANCE AND OPERATION SERVICES | S650 | OTHER PLANT AND EQUIPMENT MAINTENANCE SERVICES | MRIE0037 | S ELECTRICAL COMPONENTS- MAINTENANCE AND REPAIR | LOW
C190 | PLANT/EQUIPMENT MAINTENANCE AND OPERATION SERVICES | S650 | OTHER PLANT AND EQUIPMENT MAINTENANCE SERVICES | MRIE0063 | S SWITCHES-REPAIR/OVERHAUL/MAINTENANCE | LOW
C190 | PLANT/EQUIPMENT MAINTENANCE AND OPERATION SERVICES | S650 | OTHER PLANT AND EQUIPMENT MAINTENANCE SERVICES | MRIE0092 | S ELECTRIC MOTORS - REPAIRS | LOW
C190 | PLANT/EQUIPMENT MAINTENANCE AND OPERATION SERVICES | S650 | OTHER PLANT AND EQUIPMENT MAINTENANCE SERVICES | MRIE0127 | S ELECTRONIC INSTRUMENTATION - REPAIRS | LOW
C190 | PLANT/EQUIPMENT MAINTENANCE AND OPERATION SERVICES | S650 | OTHER PLANT AND EQUIPMENT MAINTENANCE SERVICES | MRIE0017 | S ELECTRIC ACTUATORS - SERVO MOTORS/VALVES - MAINTENANCE | LOW
C190 | PLANT/EQUIPMENT MAINTENANCE AND OPERATION SERVICES | S650 | OTHER PLANT AND EQUIPMENT MAINTENANCE SERVICES | MRFL0052 | S HYDROCLEANERS - MAINTENANCE | LOW
C190 | PLANT/EQUIPMENT MAINTENANCE AND OPERATION SERVICES | S650 | OTHER PLANT AND EQUIPMENT MAINTENANCE SERVICES | MRMM0091 | S MOTOR GENERATORS - MAINTENANCE AND REPAIRS | AVERAGE
C190 | PLANT/EQUIPMENT MAINTENANCE AND OPERATION SERVICES | S650 | OTHER PLANT AND EQUIPMENT MAINTENANCE SERVICES | MRMM0093 | S GEARMOTORS-MAINTENANCE AND OVERHAUL | LOW
C190 | PLANT/EQUIPMENT MAINTENANCE AND OPERATION SERVICES | S650 | OTHER PLANT AND EQUIPMENT MAINTENANCE SERVICES | MRMM0107 | S PUMPS AND MIXERS - MAINTENANCE AND REPAIRS | AVERAGE
C190 | PLANT/EQUIPMENT MAINTENANCE AND OPERATION SERVICES | S650 | OTHER PLANT AND EQUIPMENT MAINTENANCE SERVICES | MRMM0140 | S VALVES - MAINTENANCE/REPAIR/CALIBRATION | LOW
C190 | PLANT/EQUIPMENT MAINTENANCE AND OPERATION SERVICES | S650 | OTHER PLANT AND EQUIPMENT MAINTENANCE SERVICES | MRMM0028 | S IRON CARPENTRY - MAINTENANCE | LOW
C190 | PLANT/EQUIPMENT MAINTENANCE AND OPERATION SERVICES | S650 | OTHER PLANT AND EQUIPMENT MAINTENANCE SERVICES | MRMM0034 | S SEARCH FOR PIPES, CABLES AND MANHOLE COVERS - MAINTENANCE | LOW
C190 | PLANT/EQUIPMENT MAINTENANCE AND OPERATION SERVICES | S650 | OTHER PLANT AND EQUIPMENT MAINTENANCE SERVICES | MRMM0071 | S MACHINE TOOLS (LATHES, MILLING MACHINES, ETC.) - MAINTENANCE | LOW
C190 | PLANT/EQUIPMENT MAINTENANCE AND OPERATION SERVICES | S650 | OTHER PLANT AND EQUIPMENT MAINTENANCE SERVICES | MRMM0108 | S DOSING PUMPS FOR REAGENTS - MAINTENANCE | LOW
C190 | PLANT/EQUIPMENT MAINTENANCE AND OPERATION SERVICES | S650 | OTHER PLANT AND EQUIPMENT MAINTENANCE SERVICES | MRMM0141 | S FANS AND VENTILATORS - MAINTENANCE | LOW
C190 | PLANT/EQUIPMENT MAINTENANCE AND OPERATION SERVICES | S650 | OTHER PLANT AND EQUIPMENT MAINTENANCE SERVICES | MRMM0144 | S COMPRESSORS - MAINTENANCE | AVERAGE
C190 | PLANT/EQUIPMENT MAINTENANCE AND OPERATION SERVICES | S650 | OTHER PLANT AND EQUIPMENT MAINTENANCE SERVICES | MRMS0033 | S GAS/WATER/EXPLOSIMETER LEAK DETECTOR - MAINTENANCE AND CALIBRATION | LOW
C190 | PLANT/EQUIPMENT MAINTENANCE AND OPERATION SERVICES | S650 | OTHER PLANT AND EQUIPMENT MAINTENANCE SERVICES | MRMS0005 | S ANALYSERS (COMB. GAS, OXYGEN, ETC.) - MAINTENANCE AND CALIBRATION | LOW
C190 | PLANT/EQUIPMENT MAINTENANCE AND OPERATION SERVICES | S650 | OTHER PLANT AND EQUIPMENT MAINTENANCE SERVICES | MRMS0021 | S INDUSTRIAL AUTOMATION - MAINTENANCE | LOW
C190 | PLANT/EQUIPMENT MAINTENANCE AND OPERATION SERVICES | S650 | OTHER PLANT AND EQUIPMENT MAINTENANCE SERVICES | MRRU0153 | S THERMAL AND ACOUSTIC INSULATION - APPLICATION AND MAINTENANCE | LOW
C190 | PLANT/EQUIPMENT MAINTENANCE AND OPERATION SERVICES | S650 | OTHER PLANT AND EQUIPMENT MAINTENANCE SERVICES | MRRU0169 | S CALIBRATION OF INDUSTRIAL MACHINES AND PROCESS LINES | LOW
C190 | PLANT/EQUIPMENT MAINTENANCE AND OPERATION SERVICES | S650 | OTHER PLANT AND EQUIPMENT MAINTENANCE SERVICES | MRRU0172 | S BURNER AND BOILER MAINTENANCE AND SERVICING - SERVICE | LOW
C190 | PLANT/EQUIPMENT MAINTENANCE AND OPERATION SERVICES | S650 | OTHER PLANT AND EQUIPMENT MAINTENANCE SERVICES | MRFL0051 | S HYDRAULIC MAINTENANCE (PLUMBERS) | LOW
C190 | PLANT/EQUIPMENT MAINTENANCE AND OPERATION SERVICES | S650 | OTHER PLANT AND EQUIPMENT MAINTENANCE SERVICES | MRMS0167 | S INSTRUMENTS OF MEASUREMENT, CONTROL AND SUPERVISION.-REPAIR AND CALIBRATION | AVERAGE
C190 | PLANT/EQUIPMENT MAINTENANCE AND OPERATION SERVICES | S650 | OTHER PLANT AND EQUIPMENT MAINTENANCE SERVICES | MRMS0170 | S CALIBRATION OF PRIMARY INSTRUMENTS | LOW
C190 | PLANT/EQUIPMENT MAINTENANCE AND OPERATION SERVICES | S650 | OTHER PLANT AND EQUIPMENT MAINTENANCE SERVICES | MRFL0029 | S FORKLIFTS AND CONVEYORS - MAINTENANCE | LOW
C190 | PLANT/EQUIPMENT MAINTENANCE AND OPERATION SERVICES | S650 | OTHER PLANT AND EQUIPMENT MAINTENANCE SERVICES | MRFL0129 | S TOPOGRAPHICAL INSTRUMENTS-REPAIRS/OVERHAULS | LOW
C190 | PLANT/EQUIPMENT MAINTENANCE AND OPERATION SERVICES | S650 | OTHER PLANT AND EQUIPMENT MAINTENANCE SERVICES | MRFL0142 | S PAINTING - PLANTS AND CARPENTRY | LOW
C190 | PLANT/EQUIPMENT MAINTENANCE AND OPERATION SERVICES | S650 | OTHER PLANT AND EQUIPMENT MAINTENANCE SERVICES | MRFL0116 | S SANDBLASTING AND PAINTING | LOW
C190 | PLANT/EQUIPMENT MAINTENANCE AND OPERATION SERVICES | S650 | OTHER PLANT AND EQUIPMENT MAINTENANCE SERVICES | MRFO0015 | S BEVERAGE DISTRIBUTION SYSTEMS-MAINTENANCE | LOW
C190 | PLANT/EQUIPMENT MAINTENANCE AND OPERATION SERVICES | S650 | OTHER PLANT AND EQUIPMENT MAINTENANCE SERVICES | MRFO0070 | S OFFICE MACHINES (INCLUDING CUTTERS) - MAINTENANCE | LOW
C190 | PLANT/EQUIPMENT MAINTENANCE AND OPERATION SERVICES | S650 | OTHER PLANT AND EQUIPMENT MAINTENANCE SERVICES | MRAA0007 | S MAINTENANCE OF PPE EQUIPMENT | LOW
C190 | PLANT/EQUIPMENT MAINTENANCE AND OPERATION SERVICES | S660 | FACILITY MAINTENANCE/MANAGEMENT SERVICES | MRFL0026 | S HEATING BOILERS - MAINTENANCE | AVERAGE
C190 | PLANT/EQUIPMENT MAINTENANCE AND OPERATION SERVICES | S660 | FACILITY MAINTENANCE/MANAGEMENT SERVICES | MRFL0060 | S AIR TREATMENT SYSTEMS - MAINTENANCE | AVERAGE
C190 | PLANT/EQUIPMENT MAINTENANCE AND OPERATION SERVICES | S660 | FACILITY MAINTENANCE/MANAGEMENT SERVICES | SLGS0047 | S BUILDINGS MAINTENANCE (CARPENTRY. PAINTING, ETC.) | LOW
C190 | PLANT/EQUIPMENT MAINTENANCE AND OPERATION SERVICES | S660 | FACILITY MAINTENANCE/MANAGEMENT SERVICES | SLGS0048 | S CARPENTRY BUILDING MAINTENANCE | LOW
C190 | PLANT/EQUIPMENT MAINTENANCE AND OPERATION SERVICES | S660 | FACILITY MAINTENANCE/MANAGEMENT SERVICES | SLGS0053 | S DOORS, GATES, FLAPS - MAINTENANCE AND REPAIRS | LOW
C190 | PLANT/EQUIPMENT MAINTENANCE AND OPERATION SERVICES | S660 | FACILITY MAINTENANCE/MANAGEMENT SERVICES | MRFL0137 | S PROTECTIVE TREATMENT FOR BUILDINGS | LOW
C190 | PLANT/EQUIPMENT MAINTENANCE AND OPERATION SERVICES | S660 | FACILITY MAINTENANCE/MANAGEMENT SERVICES | MRFL0079 | S MOTORISED GATE MAINTENANCE | AVERAGE
C190 | PLANT/EQUIPMENT MAINTENANCE AND OPERATION SERVICES | S660 | FACILITY MAINTENANCE/MANAGEMENT SERVICES | SLGS0027 | S PORTERAGE | AVERAGE
C190 | PLANT/EQUIPMENT MAINTENANCE AND OPERATION SERVICES | S660 | FACILITY MAINTENANCE/MANAGEMENT SERVICES | SLGS0040 | S LAUNDRIES | LOW
C190 | PLANT/EQUIPMENT MAINTENANCE AND OPERATION SERVICES | S660 | FACILITY MAINTENANCE/MANAGEMENT SERVICES | MRAA0005 | S WORK CLOTHES RENTAL | LOW
C190 | PLANT/EQUIPMENT MAINTENANCE AND OPERATION SERVICES | S660 | FACILITY MAINTENANCE/MANAGEMENT SERVICES | SLGS0054 | S ROOM CLEANING - SERVICE | LOW
C190 | PLANT/EQUIPMENT MAINTENANCE AND OPERATION SERVICES | S660 | FACILITY MAINTENANCE/MANAGEMENT SERVICES | SLGS0024 | S DISINFECTION, PEST CONTROL, RODENT CONTROL | AVERAGE
C190 | PLANT/EQUIPMENT MAINTENANCE AND OPERATION SERVICES | S660 | FACILITY MAINTENANCE/MANAGEMENT SERVICES | MRAA0008 | S PPE DISTRIBUTION MACHINES - RENTAL | LOW
C190 | PLANT/EQUIPMENT MAINTENANCE AND OPERATION SERVICES | S660 | FACILITY MAINTENANCE/MANAGEMENT SERVICES | MRAA0006 | S FIRE PROTECTION SYSTEMS AND EXTINGUISHERS - MAINTENANCE | LOW
C190 | PLANT/EQUIPMENT MAINTENANCE AND OPERATION SERVICES | S660 | FACILITY MAINTENANCE/MANAGEMENT SERVICES | SLGS0067 | S CONSTRUCTION SITE GUARDING, SECURITY AND TRANSPORT OF VALUABLES | LOW
C190 | PLANT/EQUIPMENT MAINTENANCE AND OPERATION SERVICES | S660 | FACILITY MAINTENANCE/MANAGEMENT SERVICES | SLVI0049 | S MAINTENANCE OF GREEN AREAS | AVERAGE
C190 | PLANT/EQUIPMENT MAINTENANCE AND OPERATION SERVICES | S660 | FACILITY MAINTENANCE/MANAGEMENT SERVICES | SLVI0002 | B PLANTS FLOWERS AND NURSERIES (NO FUNERAL SERVICES) | LOW
C190 | PLANT/EQUIPMENT MAINTENANCE AND OPERATION SERVICES | S660 | FACILITY MAINTENANCE/MANAGEMENT SERVICES | SLTR0023 | S COURIERS, ROAD TRANSPORT | LOW
C190 | PLANT/EQUIPMENT MAINTENANCE AND OPERATION SERVICES | S660 | FACILITY MAINTENANCE/MANAGEMENT SERVICES | SLGS0031 | S GLOBAL SERVICE - MAINTENANCE | HIGH
C190 | PLANT/EQUIPMENT MAINTENANCE AND OPERATION SERVICES | S660 | FACILITY MAINTENANCE/MANAGEMENT SERVICES | SLNO0028 | S GLOBAL SERVICE - PHOTOCOPIER MANAGEMENT | LOW
C190 | PLANT/EQUIPMENT MAINTENANCE AND OPERATION SERVICES | S660 | FACILITY MAINTENANCE/MANAGEMENT SERVICES | MRFL0123 | S ATTENDANCE DETECTION/ACCESS CONTROL SYSTEMS - MAINTENANCE | LOW
C190 | PLANT/EQUIPMENT MAINTENANCE AND OPERATION SERVICES | S660 | FACILITY MAINTENANCE/MANAGEMENT SERVICES | SLRA0005 | S SET-UP - STANDS, HALLS | LOW
C190 | PLANT/EQUIPMENT MAINTENANCE AND OPERATION SERVICES | S660 | FACILITY MAINTENANCE/MANAGEMENT SERVICES | SLRA0059 | S CANTEEN SERVICES | AVERAGE
C190 | PLANT/EQUIPMENT MAINTENANCE AND OPERATION SERVICES | S660 | FACILITY MAINTENANCE/MANAGEMENT SERVICES | SLNO0016 | S BUS -RENTAL | LOW
C190 | PLANT/EQUIPMENT MAINTENANCE AND OPERATION SERVICES | S660 | FACILITY MAINTENANCE/MANAGEMENT SERVICES | SLNO0026 | S FIRE EXTINGUISHERS AND FIRE EXTINGUISHER BOXES - RENTAL | LOW
C190 | PLANT/EQUIPMENT MAINTENANCE AND OPERATION SERVICES | S660 | FACILITY MAINTENANCE/MANAGEMENT SERVICES | MRFL0008 | S ANTI-INTRUDER AND ACCESS | LOW
C190 | PLANT/EQUIPMENT MAINTENANCE AND OPERATION SERVICES | S660 | FACILITY MAINTENANCE/MANAGEMENT SERVICES | MRFL0023 | S GARAGES AND CAR PARKS | LOW
C190 | PLANT/EQUIPMENT MAINTENANCE AND OPERATION SERVICES | S660 | FACILITY MAINTENANCE/MANAGEMENT SERVICES | MRFL0075 | S LIFT AND LIFTING EQUIPMENT MAINTENANCE | AVERAGE
C190 | PLANT/EQUIPMENT MAINTENANCE AND OPERATION SERVICES | S660 | FACILITY MAINTENANCE/MANAGEMENT SERVICES | MRFL0038 | S AIR CONDITIONERS/REFRIGERATORS/FRIDGES-MAINTENANCE | AVERAGE
C190 | PLANT/EQUIPMENT MAINTENANCE AND OPERATION SERVICES | S660 | FACILITY MAINTENANCE/MANAGEMENT SERVICES | MRFO0010 | S FURNITURE MAINTENANCE | LOW
C190 | PLANT/EQUIPMENT MAINTENANCE AND OPERATION SERVICES | S660 | FACILITY MAINTENANCE/MANAGEMENT SERVICES | MRFO0011 | S SHELVING MAINTENANCE | LOW
C190 | PLANT/EQUIPMENT MAINTENANCE AND OPERATION SERVICES | S660 | FACILITY MAINTENANCE/MANAGEMENT SERVICES | MRFO0073 | S QUEUE MANAGEMENT EQUIPMENT MAINTENANCE | LOW
C190 | PLANT/EQUIPMENT MAINTENANCE AND OPERATION SERVICES | S670 | LABORATORY MAINTENANCE SERVICES | SLNO0030 | S COMPRESSED GASES - CYLINDERS - RENTAL/TESTING | LOW
C190 | PLANT/EQUIPMENT MAINTENANCE AND OPERATION SERVICES | S670 | LABORATORY MAINTENANCE SERVICES | MRLA0066 | S MAINTENANCE AND LABORATORY EQUIPMENT | LOW
C190 | PLANT/EQUIPMENT MAINTENANCE AND OPERATION SERVICES | S680 | VEHICLE MAINTENANCE SERVICES | MROF0032 | S LIGHT VEHICLE BODYWORK | LOW
C190 | PLANT/EQUIPMENT MAINTENANCE AND OPERATION SERVICES | S680 | VEHICLE MAINTENANCE SERVICES | SLNO0060 | S VEHICLE TRACKING SYSTEMS - RENTAL FEES | LOW
C190 | PLANT/EQUIPMENT MAINTENANCE AND OPERATION SERVICES | S680 | VEHICLE MAINTENANCE SERVICES | MROF0049 | S TIRE SHOPS | LOW
C190 | PLANT/EQUIPMENT MAINTENANCE AND OPERATION SERVICES | S680 | VEHICLE MAINTENANCE SERVICES | MROF0050 | S JIB CRANES - MAINTENANCE | LOW
C190 | PLANT/EQUIPMENT MAINTENANCE AND OPERATION SERVICES | S680 | VEHICLE MAINTENANCE SERVICES | MROF0100 | S WORKSHOPS - GEARBOX SPECIALISTS | LOW
C190 | PLANT/EQUIPMENT MAINTENANCE AND OPERATION SERVICES | S680 | VEHICLE MAINTENANCE SERVICES | MROF0101 | S WORKSHOPS - CYLINDER SPECIALISTS (OVERHAUL) | LOW
C190 | PLANT/EQUIPMENT MAINTENANCE AND OPERATION SERVICES | S680 | VEHICLE MAINTENANCE SERVICES | MROF0104 | S WORKSHOPS - ENGINE AND INJECTION SPECIALISTS | LOW
C190 | PLANT/EQUIPMENT MAINTENANCE AND OPERATION SERVICES | S680 | VEHICLE MAINTENANCE SERVICES | MROF0105 | S WORKSHOPS - RADIATOR SPECIALISTS | LOW
C190 | PLANT/EQUIPMENT MAINTENANCE AND OPERATION SERVICES | S680 | VEHICLE MAINTENANCE SERVICES | MROF0113 | S VEHICLE OVERHAUL - WORKSHOPS | LOW
C190 | PLANT/EQUIPMENT MAINTENANCE AND OPERATION SERVICES | S680 | VEHICLE MAINTENANCE SERVICES | MROF0125 | S ROADSIDE ASSISTANCE-LIGHT VEHICLES | LOW
C190 | PLANT/EQUIPMENT MAINTENANCE AND OPERATION SERVICES | S680 | VEHICLE MAINTENANCE SERVICES | MROF0039 | S ODOMETERS AND TACHOGRAPHS - OVERHAULS | LOW
C190 | PLANT/EQUIPMENT MAINTENANCE AND OPERATION SERVICES | S680 | VEHICLE MAINTENANCE SERVICES | MROF0099 | S WORKSHOPS - BRAKE AND LEAF SPRING SPECIALIST | LOW
C190 | PLANT/EQUIPMENT MAINTENANCE AND OPERATION SERVICES | S680 | VEHICLE MAINTENANCE SERVICES | MROF0130 | S CAR UPHOLSTERY | LOW
C190 | PLANT/EQUIPMENT MAINTENANCE AND OPERATION SERVICES | S680 | VEHICLE MAINTENANCE SERVICES | MROF0136 | S CONVERSION OF VEHICLES TO NATURAL GAS | LOW
C190 | PLANT/EQUIPMENT MAINTENANCE AND OPERATION SERVICES | S680 | VEHICLE MAINTENANCE SERVICES | MROF0016 | S WORKSHOP EQUIPMENT - MAINTENANCE | LOW
C190 | PLANT/EQUIPMENT MAINTENANCE AND OPERATION SERVICES | S680 | VEHICLE MAINTENANCE SERVICES | MROF0020 | S CAR WASH | AVERAGE
C190 | PLANT/EQUIPMENT MAINTENANCE AND OPERATION SERVICES | S680 | VEHICLE MAINTENANCE SERVICES | MROF0022 | S ELECTRIC VEHICLES - MAINTENANCE | LOW
C190 | PLANT/EQUIPMENT MAINTENANCE AND OPERATION SERVICES | S680 | VEHICLE MAINTENANCE SERVICES | MROF0031 | S BODYWORK FOR LIGHT AND SPECIAL VEHICLES - MAINTENANCE | LOW
C190 | PLANT/EQUIPMENT MAINTENANCE AND OPERATION SERVICES | S680 | VEHICLE MAINTENANCE SERVICES | MROF0043 | S ELECTRICAL MAINTENANCE (CAR ELECTRICAL REPAIR SHOP) | LOW
C190 | PLANT/EQUIPMENT MAINTENANCE AND OPERATION SERVICES | S680 | VEHICLE MAINTENANCE SERVICES | MROF0124 | S ROADSIDE ASSISTANCE FOR LIGHT AND SPECIAL VEHICLES | LOW
C190 | PLANT/EQUIPMENT MAINTENANCE AND OPERATION SERVICES | S680 | VEHICLE MAINTENANCE SERVICES | MROF0131 | S VEHICLE CAMERAS - MAINTENANCE | LOW
C190 | PLANT/EQUIPMENT MAINTENANCE AND OPERATION SERVICES | S680 | VEHICLE MAINTENANCE SERVICES | MROF0019 | S WORKSHOPS FOR VEHICLES UP TO 3.5 TONNES | AVERAGE
C190 | PLANT/EQUIPMENT MAINTENANCE AND OPERATION SERVICES | S680 | VEHICLE MAINTENANCE SERVICES | MROF0148 | S MAINTENANCE OF EQUIPMENT AND SPECIAL VEHICLES (ALSO SWEEPERS) | AVERAGE
C190 | PLANT/EQUIPMENT MAINTENANCE AND OPERATION SERVICES | S680 | VEHICLE MAINTENANCE SERVICES | MROF0156 | S OPERATING MACHINES - MAINTENANCE AND SUPPLY/SPARE PARTS | LOW
C190 | PLANT/EQUIPMENT MAINTENANCE AND OPERATION SERVICES | S680 | VEHICLE MAINTENANCE SERVICES | MROF0161 | S WORKSHOPS FOR VEHICLES OVER 3.5 TONNES | AVERAGE
C190 | PLANT/EQUIPMENT MAINTENANCE AND OPERATION SERVICES | S680 | VEHICLE MAINTENANCE SERVICES | MROF0166 | S ROAD SWEEPERS - MAINTENANCE | AVERAGE
C190 | PLANT/EQUIPMENT MAINTENANCE AND OPERATION SERVICES | S680 | VEHICLE MAINTENANCE SERVICES | MRMM0083 | S FUEL DISTRIBUTION FACILITY MAINTENANCE | AVERAGE
C190 | PLANT/EQUIPMENT MAINTENANCE AND OPERATION SERVICES | S680 | VEHICLE MAINTENANCE SERVICES | MROF0051 | S TIRES GLOBAL SERVICE | AVERAGE
C190 | PLANT/EQUIPMENT MAINTENANCE AND OPERATION SERVICES | S690 | HARDWARE AND SOFTWARE MAINTENANCE/RENTAL SERVICES | MRMW0082 | S PC AND PRINTER HARDWARE MAINTENANCE | LOW
C190 | PLANT/EQUIPMENT MAINTENANCE AND OPERATION SERVICES | S690 | HARDWARE AND SOFTWARE MAINTENANCE/RENTAL SERVICES | SLNO0032 | S HARDWARE -RENTAL | LOW
C190 | PLANT/EQUIPMENT MAINTENANCE AND OPERATION SERVICES | S690 | HARDWARE AND SOFTWARE MAINTENANCE/RENTAL SERVICES | SLNO0061 | S SOFTWARE-RENTAL | LOW
C190 | PLANT/EQUIPMENT MAINTENANCE AND OPERATION SERVICES | S690 | HARDWARE AND SOFTWARE MAINTENANCE/RENTAL SERVICES | MRMW0084 | S MAINTENANCE OF PC AND PRINTER SOFTWARE | LOW
C190 | PLANT/EQUIPMENT MAINTENANCE AND OPERATION SERVICES | S690 | HARDWARE AND SOFTWARE MAINTENANCE/RENTAL SERVICES | MRMW0112 | S INTERNET NETWORK-CONNECTION AND MAINTENANCE | LOW
C190 | PLANT/EQUIPMENT MAINTENANCE AND OPERATION SERVICES | S690 | HARDWARE AND SOFTWARE MAINTENANCE/RENTAL SERVICES | MRMW0087 | S APPLICATION SOFTWARE - FEES | AVERAGE
C200 | LABORATORY SAMPLES/ANALYSES/TESTS | S700 | LABORATORY SAMPLES/ANALYSES/TESTS | SPCA0122 | S CHEMICAL, PHYSICAL, MICROBIOLICAL AND BIOLOGICAL ANALYSES | LOW
C200 | LABORATORY SAMPLES/ANALYSES/TESTS | S700 | LABORATORY SAMPLES/ANALYSES/TESTS | SPCA0123 | S ATMOSPHERIC EMISSIONS ANALYSES - SERVICE | LOW
C200 | LABORATORY SAMPLES/ANALYSES/TESTS | S700 | LABORATORY SAMPLES/ANALYSES/TESTS | SPCA0087 | S SAMPLING | AVERAGE
C200 | LABORATORY SAMPLES/ANALYSES/TESTS | S700 | LABORATORY SAMPLES/ANALYSES/TESTS | SPCA0094 | S WELDING RADIOGRAPHS - SERVICE | LOW
C200 | LABORATORY SAMPLES/ANALYSES/TESTS | S700 | LABORATORY SAMPLES/ANALYSES/TESTS | SPCA0091 | S TESTS AND CHECKS ON MATERIALS (INCLUDING PIPES) | LOW
C210 | WASTE MANAGEMENT SERVICES | S710 | ENVIRONMENTAL SERVICES/EQUIPMENT MAINTENANCE MANAGEMENT | SAAM0032 | S ROADS SIGNAGE - SERVICE | AVERAGE
C210 | WASTE MANAGEMENT SERVICES | S710 | ENVIRONMENTAL SERVICES/EQUIPMENT MAINTENANCE MANAGEMENT | SAAM0033 | S BINS - HANDLING | AVERAGE
C210 | WASTE MANAGEMENT SERVICES | S710 | ENVIRONMENTAL SERVICES/EQUIPMENT MAINTENANCE MANAGEMENT | SAAM0036 | S ECOVOLUNTEERS - SERVICES | AVERAGE
C210 | WASTE MANAGEMENT SERVICES | S710 | ENVIRONMENTAL SERVICES/EQUIPMENT MAINTENANCE MANAGEMENT | SAAM0051 | BINS/PARKING LOT DELINEATION SIGNS - EXECUTION | AVERAGE
C210 | WASTE MANAGEMENT SERVICES | S710 | ENVIRONMENTAL SERVICES/EQUIPMENT MAINTENANCE MANAGEMENT | SAAM0052 | S WINTER ROAD CIRCULATION SERVICE | AVERAGE
C210 | WASTE MANAGEMENT SERVICES | S710 | ENVIRONMENTAL SERVICES/EQUIPMENT MAINTENANCE MANAGEMENT | SAAM0030 | S ASBESTOS RECLAMATION-CAT.10+CAT.5 INTERVENTION TRANSPORT REGISTRY | HIGH
C210 | WASTE MANAGEMENT SERVICES | S710 | ENVIRONMENTAL SERVICES/EQUIPMENT MAINTENANCE MANAGEMENT | SAAM0034 | S EMPTY SKIPS AND ROLL-OFF BINS-LOGISTICS HANDLING | AVERAGE
C210 | WASTE MANAGEMENT SERVICES | S710 | ENVIRONMENTAL SERVICES/EQUIPMENT MAINTENANCE MANAGEMENT | SAAM0083 | S SWEEPING OF PUBLIC AREAS-MANUAL | AVERAGE
C210 | WASTE MANAGEMENT SERVICES | S710 | ENVIRONMENTAL SERVICES/EQUIPMENT MAINTENANCE MANAGEMENT | SAAM0021 | S CAT.1C - MECHANISED SWEEPING ACTIVITIES | HIGH
C210 | WASTE MANAGEMENT SERVICES | S710 | ENVIRONMENTAL SERVICES/EQUIPMENT MAINTENANCE MANAGEMENT | SAAM0071 | S DISTRIBUTION OF SORTED WASTE COLLECTION BAGS AND CONTAINERS | AVERAGE
C210 | WASTE MANAGEMENT SERVICES | S710 | ENVIRONMENTAL SERVICES/EQUIPMENT MAINTENANCE MANAGEMENT | SAAM0075 | S CAT.1 - WASHING OF BINS | AVERAGE
C210 | WASTE MANAGEMENT SERVICES | S710 | ENVIRONMENTAL SERVICES/EQUIPMENT MAINTENANCE MANAGEMENT | SAAM0076 | S BINS MAINTENANCE | HIGH
C210 | WASTE MANAGEMENT SERVICES | S720 | WASTE COLLECTION, TRANSPORT, TREATMENT, RECOVERY, DISPOSAL | SARU0057 | S SHREDDING OF WASTE -EXCLUDED BY AUTHORITIES FROM WASTE MANAGEMENT WASTE | AVERAGE
C210 | WASTE MANAGEMENT SERVICES | S720 | WASTE COLLECTION, TRANSPORT, TREATMENT, RECOVERY, DISPOSAL | SARU0063 | S SLUDGE TRANSPORT CAT.4 AND CAT.5 REGISTRY | AVERAGE
C210 | WASTE MANAGEMENT SERVICES | S720 | WASTE COLLECTION, TRANSPORT, TREATMENT, RECOVERY, DISPOSAL | SARU0008 | S SLUDGE RECOVERY | AVERAGE
C210 | WASTE MANAGEMENT SERVICES | S720 | WASTE COLLECTION, TRANSPORT, TREATMENT, RECOVERY, DISPOSAL | SARU0068 | S RECLAMATION OF POLLUTED/CONTAMINATED SITES (EXCLUDING TRASPORT.) CAT.9 REGISTRY | HIGH
C210 | WASTE MANAGEMENT SERVICES | S720 | WASTE COLLECTION, TRANSPORT, TREATMENT, RECOVERY, DISPOSAL | SARU0069 | S COMPOSTING AND BIOSTABILIZATION-SERVICE | AVERAGE
C210 | WASTE MANAGEMENT SERVICES | S720 | WASTE COLLECTION, TRANSPORT, TREATMENT, RECOVERY, DISPOSAL | SARU0079 | S CAT.D7 - CLEANING OF BEACH AREAS - TRANSPORT INCLUSIVE | AVERAGE
C210 | WASTE MANAGEMENT SERVICES | S720 | WASTE COLLECTION, TRANSPORT, TREATMENT, RECOVERY, DISPOSAL | SARU0013 | S SIFTING MATERIALS | AVERAGE
C210 | WASTE MANAGEMENT SERVICES | S720 | WASTE COLLECTION, TRANSPORT, TREATMENT, RECOVERY, DISPOSAL | SARU0080 | S CAT.1 - COLLECTION AND TRASPORT OF MUNICIPAL SOLID WASTE-SINGLE OPERATOR | AVERAGE
C210 | WASTE MANAGEMENT SERVICES | S720 | WASTE COLLECTION, TRANSPORT, TREATMENT, RECOVERY, DISPOSAL | SARU0084 | S SPURGING SEWERS/ CESSPOOLS/TANKS-COLLECTION/TRANSPORT CAT.4 REGISTRY | HIGH
C210 | WASTE MANAGEMENT SERVICES | S720 | WASTE COLLECTION, TRANSPORT, TREATMENT, RECOVERY, DISPOSAL | SARU0085 | S RE-USE OF SLUDGE IN AGRICULTURE CAT.4 REGISTRY | AVERAGE
C210 | WASTE MANAGEMENT SERVICES | S720 | WASTE COLLECTION, TRANSPORT, TREATMENT, RECOVERY, DISPOSAL | SARU0100 | S COLLECTION AND TRANSPORT OF MIXED PACKAGING CAT.4 REGISTRY | AVERAGE
C210 | WASTE MANAGEMENT SERVICES | S720 | WASTE COLLECTION, TRANSPORT, TREATMENT, RECOVERY, DISPOSAL | SARU0053 | S DISPOSAL/TRANSPORT O FEND-OF-LIFE TIRES | AVERAGE
C210 | WASTE MANAGEMENT SERVICES | S720 | WASTE COLLECTION, TRANSPORT, TREATMENT, RECOVERY, DISPOSAL | SARU0059 | S RECOVERY OF SCRAP METAL/WATER AND GAS METERS SCRAP | LOW
C210 | WASTE MANAGEMENT SERVICES | S720 | WASTE COLLECTION, TRANSPORT, TREATMENT, RECOVERY, DISPOSAL | SARU0065 | S SLAG AND ASH FROM THE WASTE-TO-ENERGY PLANT - RECOVERY AND DISPOSAL. | AVERAGE
C210 | WASTE MANAGEMENT SERVICES | S720 | WASTE COLLECTION, TRANSPORT, TREATMENT, RECOVERY, DISPOSAL | SARU0072 | S SLUDGE DRYING SERVICE | LOW
C210 | WASTE MANAGEMENT SERVICES | S720 | WASTE COLLECTION, TRANSPORT, TREATMENT, RECOVERY, DISPOSAL | SARU0011 | S HAZARDOUS DUST AND SLUDGE FROM THE WASTE-TO-ENERGY PLANT - DISPOSAL | AVERAGE
C210 | WASTE MANAGEMENT SERVICES | S720 | WASTE COLLECTION, TRANSPORT, TREATMENT, RECOVERY, DISPOSAL | SARU0086 | S SLUDGE DISPOSAL | LOW
C210 | WASTE MANAGEMENT SERVICES | S720 | WASTE COLLECTION, TRANSPORT, TREATMENT, RECOVERY, DISPOSAL | SARU0088 | S WASTE TRANSPORT/DISPOSAL BROKERS - SERVICE | AVERAGE
C210 | WASTE MANAGEMENT SERVICES | S720 | WASTE COLLECTION, TRANSPORT, TREATMENT, RECOVERY, DISPOSAL | SARU0016 | S RECOVERY OF GLASS AND/OR CANS FROM SORTED WASTE COLLECTION - ORDINARY PROCEDURE | AVERAGE
C210 | WASTE MANAGEMENT SERVICES | S720 | WASTE COLLECTION, TRANSPORT, TREATMENT, RECOVERY, DISPOSAL | SARU0019 | S RECOVERY OF PAPER/CARDBOARD FROM SORTED WASTE COLLECTION - ORDINARY PROCEDURE | AVERAGE
C210 | WASTE MANAGEMENT SERVICES | S720 | WASTE COLLECTION, TRANSPORT, TREATMENT, RECOVERY, DISPOSAL | SARU0020 | S RECOVERY OF PAPER/CARDBOARD FROM SORTED WASTE COLLECTION - SIMPLIFIED PROCEDURE | AVERAGE
C210 | WASTE MANAGEMENT SERVICES | S720 | WASTE COLLECTION, TRANSPORT, TREATMENT, RECOVERY, DISPOSAL | SARU0110 | S NON-HAZARDOUS WASTE - COLLECTION./TRANSPORT CAT.4 REGISTRY | HIGH
C210 | WASTE MANAGEMENT SERVICES | S720 | WASTE COLLECTION, TRANSPORT, TREATMENT, RECOVERY, DISPOSAL | SARU0046 | S MUNICIPAL SOLID WASTE - DISPOSAL AND RECOVERY | AVERAGE
C210 | WASTE MANAGEMENT SERVICES | S720 | WASTE COLLECTION, TRANSPORT, TREATMENT, RECOVERY, DISPOSAL | SARU0047 | S SELECTION OF WASTE FROM SORTED WASTE COLLECTION | AVERAGE
C210 | WASTE MANAGEMENT SERVICES | S720 | WASTE COLLECTION, TRANSPORT, TREATMENT, RECOVERY, DISPOSAL | SARU0006 | S SHREDDING AND TREATMENT OF VOLUMINOUS WASTE - MANAGEMENT WITH AUTHORISATION | LOW
C210 | WASTE MANAGEMENT SERVICES | S720 | WASTE COLLECTION, TRANSPORT, TREATMENT, RECOVERY, DISPOSAL | SARU0060 | S HAZARDOUS WASTE COLLECTION/TRANSPORT CAT5 REGISTER MUNICIPAL WASTE REF. WASTE DERIVED FUEL, SQUARES/EQUIPPED ECOLOGICAL PLATFORMS | AVERAGE
C210 | WASTE MANAGEMENT SERVICES | S720 | WASTE COLLECTION, TRANSPORT, TREATMENT, RECOVERY, DISPOSAL | SARU0061 | S SPECIAL AND HAZARDOUS AS WELL AS NOT HAZARDOUS MUNICIPAL WASTE - RECOVERY AND DISPOSAL | HIGH
C210 | WASTE MANAGEMENT SERVICES | S720 | WASTE COLLECTION, TRANSPORT, TREATMENT, RECOVERY, DISPOSAL | SARU0014 | S CAT 1 - COLLECTION AND TRANSPORT OF MUNICIPAL WASTE | HIGH
C210 | WASTE MANAGEMENT SERVICES | S720 | WASTE COLLECTION, TRANSPORT, TREATMENT, RECOVERY, DISPOSAL | SARU0045 | S COLLECTION/TRANSPORT/DISPOSAL OF ANIMAL CARCASSES REG.1774/2002/EC | AVERAGE
C210 | WASTE MANAGEMENT SERVICES | S720 | WASTE COLLECTION, TRANSPORT, TREATMENT, RECOVERY, DISPOSAL | SARU0090 | S CAT.D1 - SUBCATEGORY OF SORTED WASTE COLLECTION BULK WASTE AND MULTI-MATERIAL COLLECTION | AVERAGE
C210 | WASTE MANAGEMENT SERVICES | S720 | WASTE COLLECTION, TRANSPORT, TREATMENT, RECOVERY, DISPOSAL | SARU0091 | S CAT.D2 - SUBCATEGORY OF SORTED WASTE COLLECTION AND TRANSPORT, TEXTILE PRODUCTS ; BATTERIES, PHARMACEUTICALS, ETC. | AVERAGE
C210 | WASTE MANAGEMENT SERVICES | S720 | WASTE COLLECTION, TRANSPORT, TREATMENT, RECOVERY, DISPOSAL | SARU0093 | S CAT.D4 - SUBCATEGORY OF COLLECTION AND TRANSPORT OF VEGETABLE WASTE COLLECTION | AVERAGE
C210 | WASTE MANAGEMENT SERVICES | S720 | WASTE COLLECTION, TRANSPORT, TREATMENT, RECOVERY, DISPOSAL | SARU0094 | S CAT.D5 -TRANSPORT OF MUNICIPAL SOLID WASTE FROM STORAGE FACILITIES/COLLECTION CENTERS TO RECOVERY OR DISPOSAL FACILITIES | AVERAGE
C210 | WASTE MANAGEMENT SERVICES | S720 | WASTE COLLECTION, TRANSPORT, TREATMENT, RECOVERY, DISPOSAL | SARU0095 | S CAT.D6 - SUBCATEGORY OF COLLECTION AND TRANSPORT OF WASTE LYING ON URBAN AND SUBURBAN ROADS AND HIGHWAYS | AVERAGE
C220 | GENERAL WORKS | S730 | MAINTENANCE WORK, EXTENSIONS, CONNECTIONS, EMERGENCY/REPAIR OF FPG (FAMILY PURCH.GROUP), DH, EE,TLC NETWORKS | LSRE0002 | L (OG6) EMERGENCY SUPPLY REPAIR WORKS | HIGH
C220 | GENERAL WORKS | S730 | MAINTENANCE WORK, EXTENSIONS, CONNECTIONS, EMERGENCY/REPAIR OF FPG (FAMILY PURCH.GROUP), DH, EE,TLC NETWORKS | LSRE0022 | L (OG6) EMERGENCY WATER SUPPLY REPAIR WORKS | HIGH
C220 | GENERAL WORKS | S730 | MAINTENANCE WORK, EXTENSIONS, CONNECTIONS, EMERGENCY/REPAIR OF FPG (FAMILY PURCH.GROUP), DH, EE,TLC NETWORKS | LSRE0003 | L (OG6) PLANNED WORKS UNDER THE PUBLIC QUALIFICATION SYSTEM/EXTENSIONS | HIGH
C220 | GENERAL WORKS | S730 | MAINTENANCE WORK, EXTENSIONS, CONNECTIONS, EMERGENCY/REPAIR OF FPG (FAMILY PURCH.GROUP), DH, EE,TLC NETWORKS | LGST0005 | L (OG3) ASPHALTING- CONSTRUCTION/WIDENING/MAINTENANCE OF ROADS AND SQUARES | HIGH
C220 | GENERAL WORKS | S730 | MAINTENANCE WORK, EXTENSIONS, CONNECTIONS, EMERGENCY/REPAIR OF FPG (FAMILY PURCH.GROUP), DH, EE,TLC NETWORKS | LGTE0007 | L (OS1) EARTHMOVING - EARTHWORKS | AVERAGE
C220 | GENERAL WORKS | S730 | MAINTENANCE WORK, EXTENSIONS, CONNECTIONS, EMERGENCY/REPAIR OF FPG (FAMILY PURCH.GROUP), DH, EE,TLC NETWORKS | LGTL0013 | L (OS30) TELECOMMUNICATIONS-CONSTRUCTION/MAINTENANCE PLANT SYSTEMS /INTERNAL NETWORKS | AVERAGE
C220 | GENERAL WORKS | S730 | MAINTENANCE WORK, EXTENSIONS, CONNECTIONS, EMERGENCY/REPAIR OF FPG (FAMILY PURCH.GROUP), DH, EE,TLC NETWORKS | LSEL0021 | L (OG10) CONSTRUCTION/MAINTENANCE/RESTRUCTION PUBLIC LIGHTING SYSTEMS | AVERAGE
C220 | GENERAL WORKS | S730 | MAINTENANCE WORK, EXTENSIONS, CONNECTIONS, EMERGENCY/REPAIR OF FPG (FAMILY PURCH.GROUP), DH, EE,TLC NETWORKS | LSEL0022 | L (OG10) CONST./OPER./MAINT.MEDIUM AND HIGH VOLTAGE NETWORKS | HIGH
C220 | GENERAL WORKS | S730 | MAINTENANCE WORK, EXTENSIONS, CONNECTIONS, EMERGENCY/REPAIR OF FPG (FAMILY PURCH.GROUP), DH, EE,TLC NETWORKS | LGTL0010 | L (OS17-OS19) TELECOMUNIC.-CONST./MAINT. EXTERNAL NETWORKS/PLANTS | AVERAGE
C220 | GENERAL WORKS | S730 | MAINTENANCE WORK, EXTENSIONS, CONNECTIONS, EMERGENCY/REPAIR OF FPG (FAMILY PURCH.GROUP), DH, EE,TLC NETWORKS | LSRE0013 | L (OS35) REFURBISHMENT AND RENOVATION OF WATER/GAS/SEWER NETWORKS - RELINING TECHNIQUE | AVERAGE
C220 | GENERAL WORKS | S730 | MAINTENANCE WORK, EXTENSIONS, CONNECTIONS, EMERGENCY/REPAIR OF FPG (FAMILY PURCH.GROUP), DH, EE,TLC NETWORKS | LSRE0014 | L (OS35) NETWORK EXTENSION WORK WITH MICROTUNNELLING TECHNOLOGY | AVERAGE
C220 | GENERAL WORKS | S730 | MAINTENANCE WORK, EXTENSIONS, CONNECTIONS, EMERGENCY/REPAIR OF FPG (FAMILY PURCH.GROUP), DH, EE,TLC NETWORKS | LSRE0001 | L (OG6) GAS NETWORK EXTENSION WORKS | HIGH
C220 | GENERAL WORKS | S730 | MAINTENANCE WORK, EXTENSIONS, CONNECTIONS, EMERGENCY/REPAIR OF FPG (FAMILY PURCH.GROUP), DH, EE,TLC NETWORKS | LSRE0005 | L (OG6) CONSTRUCTION OF WATER/METHANE GAS/ELECTRICAL POWER CONNECTIONS | HIGH
C220 | GENERAL WORKS | S730 | MAINTENANCE WORK, EXTENSIONS, CONNECTIONS, EMERGENCY/REPAIR OF FPG (FAMILY PURCH.GROUP), DH, EE,TLC NETWORKS | LSRE0011 | L (OG6) WATER/SEWERAGE NETWORK EXTENSION WORKS | HIGH
C220 | GENERAL WORKS | S730 | MAINTENANCE WORK, EXTENSIONS, CONNECTIONS, EMERGENCY/REPAIR OF FPG (FAMILY PURCH.GROUP), DH, EE,TLC NETWORKS | LSRE0012 | L (OG6) DISTRICT HEATING NETWORK EXTENSION WORKS | AVERAGE
C220 | GENERAL WORKS | S730 | MAINTENANCE WORK, EXTENSIONS, CONNECTIONS, EMERGENCY/REPAIR OF FPG (FAMILY PURCH.GROUP), DH, EE,TLC NETWORKS | LGTH0002 | L (OS16) CATHODIC PROTECTION FIELD SERVICE | AVERAGE
C220 | GENERAL WORKS | S740 | CONSTRUCTION/UPGRADING OF FPG (FAMILY PURCH.GROUP), DH, EE,TLC INSTALLATIONS | LSRE0008 | L (OG6) CONSTRUCTION/MAINTENANCE OF ELECTRIC MOTORS FOR WATER CYCLE PLANT SYSTEMS | AVERAGE
C220 | GENERAL WORKS | S740 | CONSTRUCTION/UPGRADING OF FPG (FAMILY PURCH.GROUP), DH, EE,TLC INSTALLATIONS | LGOG0006 | L (OG8) CONSTRUCTION OF WATER DEFENCES AND EMBANKMENTS | AVERAGE
C220 | GENERAL WORKS | S740 | CONSTRUCTION/UPGRADING OF FPG (FAMILY PURCH.GROUP), DH, EE,TLC INSTALLATIONS | LSRE0020 | L (OG7) MARITIME AND DREDGING WORKS | AVERAGE
C220 | GENERAL WORKS | S740 | CONSTRUCTION/UPGRADING OF FPG (FAMILY PURCH.GROUP), DH, EE,TLC INSTALLATIONS | LSPD0017 | L (OS22) CONSTRUCTION /EXPANSION/RESTRUCTURING OF POTABLE WATER TREATMENT PLANTS. | AVERAGE
C220 | GENERAL WORKS | S740 | CONSTRUCTION/UPGRADING OF FPG (FAMILY PURCH.GROUP), DH, EE,TLC INSTALLATIONS | LSPD0018 | L (OS22) CONSTRUCTION /EXPANSION/RESTRUCTURING ALSO IN P.I. OF POTABLE WATER TREATMENT PLANTS | AVERAGE
C220 | GENERAL WORKS | S740 | CONSTRUCTION/UPGRADING OF FPG (FAMILY PURCH.GROUP), DH, EE,TLC INSTALLATIONS | LSEE0019 | L (OG9) CONSTRUCTION AND EXPANSION OF PHOTOVOLTAICS PLANTS | LOW
C220 | GENERAL WORKS | S740 | CONSTRUCTION/UPGRADING OF FPG (FAMILY PURCH.GROUP), DH, EE,TLC INSTALLATIONS | LSEE0020 | L (OG9) DISTRICT HEATING/COGENERATION PLANT CONSTRUCTION AND EXPANSION | AVERAGE
C220 | GENERAL WORKS | S740 | CONSTRUCTION/UPGRADING OF FPG (FAMILY PURCH.GROUP), DH, EE,TLC INSTALLATIONS | LGED0003 | L (OG1) REINFORCED CONCRETE TANKS | AVERAGE
C220 | GENERAL WORKS | S740 | CONSTRUCTION/UPGRADING OF FPG (FAMILY PURCH.GROUP), DH, EE,TLC INSTALLATIONS | LSIG0001 | L (OS20B) PERFORMANCE OF GEOTECHNICAL INVESTIGATIONS | LOW
C220 | GENERAL WORKS | S740 | CONSTRUCTION/UPGRADING OF FPG (FAMILY PURCH.GROUP), DH, EE,TLC INSTALLATIONS | LSOS0016 | L (OS21) - SPECIAL STRUCTURAL WORKS - WELLS CONSTRUCTION AND MAINTENANC | AVERAGE
C220 | GENERAL WORKS | S750 | CONSTRUCTION/UPGRADE OF ENVIRONMENTAL PLANTS | LSSR0014 | L (OS14) CONSTRUCTION /EXPANSION/RESTRUCTURING OF PLANT FOR WASTE TRANSFORMATION/PROCESSING/DISPOSAL | AVERAGE
C220 | GENERAL WORKS | S750 | CONSTRUCTION/UPGRADE OF ENVIRONMENTAL PLANTS | LSAM0009 | L (OG12) RECLAMATION AND ENVIRONMENTAL PROTECTION WORKS | AVERAGE
C220 | GENERAL WORKS | S750 | CONSTRUCTION/UPGRADE OF ENVIRONMENTAL PLANTS | LSNA0010 | L (OG13) NATURALISTIC ENGINEERING WORKS | AVERAGE
C220 | GENERAL WORKS | S750 | CONSTRUCTION/UPGRADE OF ENVIRONMENTAL PLANTS | LSUR0006 | L (OS24) GREEN WORKS / CONSOLIDATIONS | AVERAGE
C220 | GENERAL WORKS | S750 | CONSTRUCTION/UPGRADE OF ENVIRONMENTAL PLANTS | LGED0015 | L (OG1) CONSTRUCTION/RESTRUCTURING OF WASTE SEPARATION AND RECYLING AREAS/AND WASTE SORTING PLANTS | AVERAGE
C220 | GENERAL WORKS | S760 | CONSTRUCTION OF TECHNOLOGICAL PLANTS | LGTH0001 | L (OG11) TECHNOLOGICAL PLANTS - CONSTRUCTION/MAINTENANCE/RESTRUCTURING | AVERAGE
C220 | GENERAL WORKS | S760 | CONSTRUCTION OF TECHNOLOGICAL PLANTS | LSOS0017 | L (OS3) CONSTRUCTION OF A GAS FIRE-FIGHTING WATER SYSTEM | LOW
C220 | GENERAL WORKS | S770 | WORKS FOR CIVIL AND INDUSTRIAL BUILDINGS | LGED0002 | L (OG1) CONSTRUCTION /EXPANSION/RESTRUCTURING OF CIVIL WORKS | AVERAGE
C220 | GENERAL WORKS | S770 | WORKS FOR CIVIL AND INDUSTRIAL BUILDINGS | LGBC0004 | L (OG2) RESTORATION AND MAINTENANCE OF LISTED BUILDINGS | LOW
C220 | GENERAL WORKS | S770 | WORKS FOR CIVIL AND INDUSTRIAL BUILDINGS | LGDE0012 | L (OS23) CONSTRUCTION - DEMOLITION | AVERAGE
C220 | GENERAL WORKS | S770 | WORKS FOR CIVIL AND INDUSTRIAL BUILDINGS | LSCS0015 | L (OS18) CONSTRUCTION OF STEEL/METAL STRUCTURAL COMPONENTS | AVERAGE
C220 | GENERAL WORKS | S770 | WORKS FOR CIVIL AND INDUSTRIAL BUILDINGS | LSCS0016 | L (OS33) CONSTRUCTION AND MAINTENANCE OF SPECIAL ROOFING | AVERAGE
C220 | GENERAL WORKS | S770 | WORKS FOR CIVIL AND INDUSTRIAL BUILDINGS | LSTC0023 | L (OS28) MAINTENANCE OF HEATING/AIR CONDITIONING SYSTEMS | AVERAGE
C220 | GENERAL WORKS | S770 | WORKS FOR CIVIL AND INDUSTRIAL BUILDINGS | LSEL0007 | L (OS30) CONSTRUCTION/MAINTENANCE INTERNAL ELECTRICAL PLANT SYSTEMS | AVERAGE
C220 | GENERAL WORKS | S780 | PUBLIC LIGHTING/SIGNAGE WORKS | LGTS0008 | L (OS10) NON-LIT ROAD SIGNS -CONSTRUCTION/MAINTENANCE | AVERAGE
C220 | GENERAL WORKS | S780 | PUBLIC LIGHTING/SIGNAGE WORKS | LGTS0014 | L (OS9) ILLUMINATED SIGNAGE AND TRAFFIC SAFETY (TRAFFIC LIGHTS) | AVERAGE
C230 | CEMETERY SERVICES AND SUPPLIES | S790 | SUPPLY OF GOODS FOR CEMETERY SERVICES | XCFC0006 | B FUNERAL CASKETS-PURCHASE | LOW
C230 | CEMETERY SERVICES AND SUPPLIES | S790 | SUPPLY OF GOODS FOR CEMETERY SERVICES | XCFC0012 | B CINERARY URNS | LOW
C230 | CEMETERY SERVICES AND SUPPLIES | S790 | SUPPLY OF GOODS FOR CEMETERY SERVICES | XCFC0005 | B FUNERAL CASKETS ACCESSORIES - CINERARY URNS - PURCHASE | LOW
C230 | CEMETERY SERVICES AND SUPPLIES | S790 | SUPPLY OF GOODS FOR CEMETERY SERVICES | XCFC0003 | B ZINC COFFIN BOXES FOR CORPSES - PURCHASE | LOW
C230 | CEMETERY SERVICES AND SUPPLIES | S790 | SUPPLY OF GOODS FOR CEMETERY SERVICES | XCFC0004 | B GRAVESTONES - PURCHASE | LOW
C230 | CEMETERY SERVICES AND SUPPLIES | S790 | SUPPLY OF GOODS FOR CEMETERY SERVICES | XCFC0011 | B PVC BAGS FOR EXHUMATIONS AND CEMETERY ORGANIC WASTE | LOW
C240 | CEMETERY SERVICES AND SUPPLIES | S800 | CEMETERY SERVICES | XCSC0018 | S CEMETERY SERVICES - MANAGEMENT | AVERAGE
C999 | MERCHANDISE GROUPS CLOSED TO QUALIFICATION | S999 | MERCHANDISE GROUPS CLOSED TO QUALIFICATION | FCAC0003 | B WATER FOR DISTRIBUTION - PURCHASE | LOW
C999 | MERCHANDISE GROUPS CLOSED TO QUALIFICATION | S999 | MERCHANDISE GROUPS CLOSED TO QUALIFICATION | SPCN0021 | C CONSULTING - BUSINESS ORGANISATION | LOW
C999 | MERCHANDISE GROUPS CLOSED TO QUALIFICATION | S999 | MERCHANDISE GROUPS CLOSED TO QUALIFICATION | SPCN0024 | C CONSULTING - FINANCIAL BUSINESS PLANS | LOW
C999 | MERCHANDISE GROUPS CLOSED TO QUALIFICATION | S999 | MERCHANDISE GROUPS CLOSED TO QUALIFICATION | SPCN0025 | C CONSULTING - ADVISORY SERVICES | LOW
C999 | MERCHANDISE GROUPS CLOSED TO QUALIFICATION | S999 | MERCHANDISE GROUPS CLOSED TO QUALIFICATION | SPPT0033 | S PROFESSIONAL SERVICES-ASSESSMENT DEVELOPMENT | LOW
C999 | MERCHANDISE GROUPS CLOSED TO QUALIFICATION | S999 | MERCHANDISE GROUPS CLOSED TO QUALIFICATION | SPPE0029 | C CONSULTING FOR PERSONNEL RESEARCH AND SELECTION | LOW
C999 | MERCHANDISE GROUPS CLOSED TO QUALIFICATION | S999 | MERCHANDISE GROUPS CLOSED TO QUALIFICATION | SPPE0040 | S PROFESSIONAL SERVICES - TRAINING COURSES | LOW
C999 | MERCHANDISE GROUPS CLOSED TO QUALIFICATION | S999 | MERCHANDISE GROUPS CLOSED TO QUALIFICATION | LGED0000 | L Plant engineering and construction works for Ecobonus | AVERAGE
C999 | MERCHANDISE GROUPS CLOSED TO QUALIFICATION | S999 | MERCHANDISE GROUPS CLOSED TO QUALIFICATION | SPPT0000 | S Professional services for Ecobonus | LOW
C999 | MERCHANDISE GROUPS CLOSED TO QUALIFICATION | S999 | MERCHANDISE GROUPS CLOSED TO QUALIFICATION | MRFL0000 | S Temporary ASE apartment blocks | LOW
C999 | MERCHANDISE GROUPS CLOSED TO QUALIFICATION | S999 | MERCHANDISE GROUPS CLOSED TO QUALIFICATION | SARU0111 | S Broker of cross-border intermodal shipments | AVERAGE